## F_OM
Line | reg1-reg2 | [6 empty] | reg1-reg3 | [6 empty] | reg1-reg4 | [6 empty] | reg2-reg3 | [6 empty] | reg2-reg4 | [6 empty] | reg3-reg4
Transmitted Carrier | Kerosene | Biofuels_waste | Oil | Diesel | NG | Electricity | Final_electricity | Kerosene | Biofuels_waste | Oil | Diesel | NG | Electricity | Final_electricity | Kerosene | Biofuels_waste | Oil | Diesel | NG | Electricity | Final_electricity | Kerosene | Biofuels_waste | Oil | Diesel | NG | Electricity | Final_electricity | Kerosene | Biofuels_waste | Oil | Diesel | NG | Electricity | Final_electricity | Kerosene | Biofuels_waste | Oil | Diesel | NG | Electricity | Final_electricity
Years
Y0 | 0 | 0 | 0 | 0 | 0 | 0 | 0 | 0 | 0 | 0 | 0 | 0 | 0 | 0 | 0 | 0 | 0 | 0 | 0 | 0 | 0 | 0 | 0 | 0 | 0 | 0 | 0 | 0 | 0 | 0 | 0 | 0 | 0 | 0 | 0 | 0 | 0 | 0 | 0 | 0 | 0 | 0
Y1 | 0 | 0 | 0 | 0 | 0 | 0 | 0 | 0 | 0 | 0 | 0 | 0 | 0 | 0 | 0 | 0 | 0 | 0 | 0 | 0 | 0 | 0 | 0 | 0 | 0 | 0 | 0 | 0 | 0 | 0 | 0 | 0 | 0 | 0 | 0 | 0 | 0 | 0 | 0 | 0 | 0 | 0
Y2 | 0 | 0 | 0 | 0 | 0 | 0 | 0 | 0 | 0 | 0 | 0 | 0 | 0 | 0 | 0 | 0 | 0 | 0 | 0 | 0 | 0 | 0 | 0 | 0 | 0 | 0 | 0 | 0 | 0 | 0 | 0 | 0 | 0 | 0 | 0 | 0 | 0 | 0 | 0 | 0 | 0 | 0
Y3 | 0 | 0 | 0 | 0 | 0 | 0 | 0 | 0 | 0 | 0 | 0 | 0 | 0 | 0 | 0 | 0 | 0 | 0 | 0 | 0 | 0 | 0 | 0 | 0 | 0 | 0 | 0 | 0 | 0 | 0 | 0 | 0 | 0 | 0 | 0 | 0 | 0 | 0 | 0 | 0 | 0 | 0
Y4 | 0 | 0 | 0 | 0 | 0 | 0 | 0 | 0 | 0 | 0 | 0 | 0 | 0 | 0 | 0 | 0 | 0 | 0 | 0 | 0 | 0 | 0 | 0 | 0 | 0 | 0 | 0 | 0 | 0 | 0 | 0 | 0 | 0 | 0 | 0 | 0 | 0 | 0 | 0 | 0 | 0 | 0
Y5 | 0 | 0 | 0 | 0 | 0 | 0 | 0 | 0 | 0 | 0 | 0 | 0 | 0 | 0 | 0 | 0 | 0 | 0 | 0 | 0 | 0 | 0 | 0 | 0 | 0 | 0 | 0 | 0 | 0 | 0 | 0 | 0 | 0 | 0 | 0 | 0 | 0 | 0 | 0 | 0 | 0 | 0
Y6 | 0 | 0 | 0 | 0 | 0 | 0 | 0 | 0 | 0 | 0 | 0 | 0 | 0 | 0 | 0 | 0 | 0 | 0 | 0 | 0 | 0 | 0 | 0 | 0 | 0 | 0 | 0 | 0 | 0 | 0 | 0 | 0 | 0 | 0 | 0 | 0 | 0 | 0 | 0 | 0 | 0 | 0
Y7 | 0 | 0 | 0 | 0 | 0 | 0 | 0 | 0 | 0 | 0 | 0 | 0 | 0 | 0 | 0 | 0 | 0 | 0 | 0 | 0 | 0 | 0 | 0 | 0 | 0 | 0 | 0 | 0 | 0 | 0 | 0 | 0 | 0 | 0 | 0 | 0 | 0 | 0 | 0 | 0 | 0 | 0
Y8 | 0 | 0 | 0 | 0 | 0 | 0 | 0 | 0 | 0 | 0 | 0 | 0 | 0 | 0 | 0 | 0 | 0 | 0 | 0 | 0 | 0 | 0 | 0 | 0 | 0 | 0 | 0 | 0 | 0 | 0 | 0 | 0 | 0 | 0 | 0 | 0 | 0 | 0 | 0 | 0 | 0 | 0
Y9 | 0 | 0 | 0 | 0 | 0 | 0 | 0 | 0 | 0 | 0 | 0 | 0 | 0 | 0 | 0 | 0 | 0 | 0 | 0 | 0 | 0 | 0 | 0 | 0 | 0 | 0 | 0 | 0 | 0 | 0 | 0 | 0 | 0 | 0 | 0 | 0 | 0 | 0 | 0 | 0 | 0 | 0
Y10 | 0 | 0 | 0 | 0 | 0 | 0 | 0 | 0 | 0 | 0 | 0 | 0 | 0 | 0 | 0 | 0 | 0 | 0 | 0 | 0 | 0 | 0 | 0 | 0 | 0 | 0 | 0 | 0 | 0 | 0 | 0 | 0 | 0 | 0 | 0 | 0 | 0 | 0 | 0 | 0 | 0 | 0
Y11 | 0 | 0 | 0 | 0 | 0 | 0 | 0 | 0 | 0 | 0 | 0 | 0 | 0 | 0 | 0 | 0 | 0 | 0 | 0 | 0 | 0 | 0 | 0 | 0 | 0 | 0 | 0 | 0 | 0 | 0 | 0 | 0 | 0 | 0 | 0 | 0 | 0 | 0 | 0 | 0 | 0 | 0
Y12 | 0 | 0 | 0 | 0 | 0 | 0 | 0 | 0 | 0 | 0 | 0 | 0 | 0 | 0 | 0 | 0 | 0 | 0 | 0 | 0 | 0 | 0 | 0 | 0 | 0 | 0 | 0 | 0 | 0 | 0 | 0 | 0 | 0 | 0 | 0 | 0 | 0 | 0 | 0 | 0 | 0 | 0
Y13 | 0 | 0 | 0 | 0 | 0 | 0 | 0 | 0 | 0 | 0 | 0 | 0 | 0 | 0 | 0 | 0 | 0 | 0 | 0 | 0 | 0 | 0 | 0 | 0 | 0 | 0 | 0 | 0 | 0 | 0 | 0 | 0 | 0 | 0 | 0 | 0 | 0 | 0 | 0 | 0 | 0 | 0
Y14 | 0 | 0 | 0 | 0 | 0 | 0 | 0 | 0 | 0 | 0 | 0 | 0 | 0 | 0 | 0 | 0 | 0 | 0 | 0 | 0 | 0 | 0 | 0 | 0 | 0 | 0 | 0 | 0 | 0 | 0 | 0 | 0 | 0 | 0 | 0 | 0 | 0 | 0 | 0 | 0 | 0 | 0
Y15 | 0 | 0 | 0 | 0 | 0 | 0 | 0 | 0 | 0 | 0 | 0 | 0 | 0 | 0 | 0 | 0 | 0 | 0 | 0 | 0 | 0 | 0 | 0 | 0 | 0 | 0 | 0 | 0 | 0 | 0 | 0 | 0 | 0 | 0 | 0 | 0 | 0 | 0 | 0 | 0 | 0 | 0
Y16 | 0 | 0 | 0 | 0 | 0 | 0 | 0 | 0 | 0 | 0 | 0 | 0 | 0 | 0 | 0 | 0 | 0 | 0 | 0 | 0 | 0 | 0 | 0 | 0 | 0 | 0 | 0 | 0 | 0 | 0 | 0 | 0 | 0 | 0 | 0 | 0 | 0 | 0 | 0 | 0 | 0 | 0
Y17 | 0 | 0 | 0 | 0 | 0 | 0 | 0 | 0 | 0 | 0 | 0 | 0 | 0 | 0 | 0 | 0 | 0 | 0 | 0 | 0 | 0 | 0 | 0 | 0 | 0 | 0 | 0 | 0 | 0 | 0 | 0 | 0 | 0 | 0 | 0 | 0 | 0 | 0 | 0 | 0 | 0 | 0
Y18 | 0 | 0 | 0 | 0 | 0 | 0 | 0 | 0 | 0 | 0 | 0 | 0 | 0 | 0 | 0 | 0 | 0 | 0 | 0 | 0 | 0 | 0 | 0 | 0 | 0 | 0 | 0 | 0 | 0 | 0 | 0 | 0 | 0 | 0 | 0 | 0 | 0 | 0 | 0 | 0 | 0 | 0
Y19 | 0 | 0 | 0 | 0 | 0 | 0 | 0 | 0 | 0 | 0 | 0 | 0 | 0 | 0 | 0 | 0 | 0 | 0 | 0 | 0 | 0 | 0 | 0 | 0 | 0 | 0 | 0 | 0 | 0 | 0 | 0 | 0 | 0 | 0 | 0 | 0 | 0 | 0 | 0 | 0 | 0 | 0
Y20 | 0 | 0 | 0 | 0 | 0 | 0 | 0 | 0 | 0 | 0 | 0 | 0 | 0 | 0 | 0 | 0 | 0 | 0 | 0 | 0 | 0 | 0 | 0 | 0 | 0 | 0 | 0 | 0 | 0 | 0 | 0 | 0 | 0 | 0 | 0 | 0 | 0 | 0 | 0 | 0 | 0 | 0
Y21 | 0 | 0 | 0 | 0 | 0 | 0 | 0 | 0 | 0 | 0 | 0 | 0 | 0 | 0 | 0 | 0 | 0 | 0 | 0 | 0 | 0 | 0 | 0 | 0 | 0 | 0 | 0 | 0 | 0 | 0 | 0 | 0 | 0 | 0 | 0 | 0 | 0 | 0 | 0 | 0 | 0 | 0

## V_OM
Line | reg1-reg2 | [6 empty] | reg1-reg3 | [6 empty] | reg1-reg4 | [6 empty] | reg2-reg3 | [6 empty] | reg2-reg4 | [6 empty] | reg3-reg4
Transmitted Carrier | Kerosene | Biofuels_waste | Oil | Diesel | NG | Electricity | Final_electricity | Kerosene | Biofuels_waste | Oil | Diesel | NG | Electricity | Final_electricity | Kerosene | Biofuels_waste | Oil | Diesel | NG | Electricity | Final_electricity | Kerosene | Biofuels_waste | Oil | Diesel | NG | Electricity | Final_electricity | Kerosene | Biofuels_waste | Oil | Diesel | NG | Electricity | Final_electricity | Kerosene | Biofuels_waste | Oil | Diesel | NG | Electricity | Final_electricity
Years
Y0 | 0 | 0 | 0 | 0 | 0 | 0 | 0.0438 | 0 | 0 | 0 | 0 | 0 | 0 | 0.0438 | 0 | 0 | 0 | 0 | 0 | 0 | 0.0438 | 0 | 0 | 0 | 0 | 0 | 0 | 0.0438 | 0 | 0 | 0 | 0 | 0 | 0 | 0.0438 | 0 | 0 | 0 | 0 | 0 | 0 | 0.0438
Y1 | 0 | 0 | 0 | 0 | 0 | 0 | 0.0438 | 0 | 0 | 0 | 0 | 0 | 0 | 0.0438 | 0 | 0 | 0 | 0 | 0 | 0 | 0.0438 | 0 | 0 | 0 | 0 | 0 | 0 | 0.0438 | 0 | 0 | 0 | 0 | 0 | 0 | 0.0438 | 0 | 0 | 0 | 0 | 0 | 0 | 0.0438
Y2 | 0 | 0 | 0 | 0 | 0 | 0 | 0.0438 | 0 | 0 | 0 | 0 | 0 | 0 | 0.0438 | 0 | 0 | 0 | 0 | 0 | 0 | 0.0438 | 0 | 0 | 0 | 0 | 0 | 0 | 0.0438 | 0 | 0 | 0 | 0 | 0 | 0 | 0.0438 | 0 | 0 | 0 | 0 | 0 | 0 | 0.0438
Y3 | 0 | 0 | 0 | 0 | 0 | 0 | 0.0438 | 0 | 0 | 0 | 0 | 0 | 0 | 0.0438 | 0 | 0 | 0 | 0 | 0 | 0 | 0.0438 | 0 | 0 | 0 | 0 | 0 | 0 | 0.0438 | 0 | 0 | 0 | 0 | 0 | 0 | 0.0438 | 0 | 0 | 0 | 0 | 0 | 0 | 0.0438
Y4 | 0 | 0 | 0 | 0 | 0 | 0 | 0.0438 | 0 | 0 | 0 | 0 | 0 | 0 | 0.0438 | 0 | 0 | 0 | 0 | 0 | 0 | 0.0438 | 0 | 0 | 0 | 0 | 0 | 0 | 0.0438 | 0 | 0 | 0 | 0 | 0 | 0 | 0.0438 | 0 | 0 | 0 | 0 | 0 | 0 | 0.0438
Y5 | 0 | 0 | 0 | 0 | 0 | 0 | 0.0438 | 0 | 0 | 0 | 0 | 0 | 0 | 0.0438 | 0 | 0 | 0 | 0 | 0 | 0 | 0.0438 | 0 | 0 | 0 | 0 | 0 | 0 | 0.0438 | 0 | 0 | 0 | 0 | 0 | 0 | 0.0438 | 0 | 0 | 0 | 0 | 0 | 0 | 0.0438
Y6 | 0 | 0 | 0 | 0 | 0 | 0 | 0.0438 | 0 | 0 | 0 | 0 | 0 | 0 | 0.0438 | 0 | 0 | 0 | 0 | 0 | 0 | 0.0438 | 0 | 0 | 0 | 0 | 0 | 0 | 0.0438 | 0 | 0 | 0 | 0 | 0 | 0 | 0.0438 | 0 | 0 | 0 | 0 | 0 | 0 | 0.0438
Y7 | 0 | 0 | 0 | 0 | 0 | 0 | 0.0438 | 0 | 0 | 0 | 0 | 0 | 0 | 0.0438 | 0 | 0 | 0 | 0 | 0 | 0 | 0.0438 | 0 | 0 | 0 | 0 | 0 | 0 | 0.0438 | 0 | 0 | 0 | 0 | 0 | 0 | 0.0438 | 0 | 0 | 0 | 0 | 0 | 0 | 0.0438
Y8 | 0 | 0 | 0 | 0 | 0 | 0 | 0.0438 | 0 | 0 | 0 | 0 | 0 | 0 | 0.0438 | 0 | 0 | 0 | 0 | 0 | 0 | 0.0438 | 0 | 0 | 0 | 0 | 0 | 0 | 0.0438 | 0 | 0 | 0 | 0 | 0 | 0 | 0.0438 | 0 | 0 | 0 | 0 | 0 | 0 | 0.0438
Y9 | 0 | 0 | 0 | 0 | 0 | 0 | 0.0438 | 0 | 0 | 0 | 0 | 0 | 0 | 0.0438 | 0 | 0 | 0 | 0 | 0 | 0 | 0.0438 | 0 | 0 | 0 | 0 | 0 | 0 | 0.0438 | 0 | 0 | 0 | 0 | 0 | 0 | 0.0438 | 0 | 0 | 0 | 0 | 0 | 0 | 0.0438
Y10 | 0 | 0 | 0 | 0 | 0 | 0 | 0.0438 | 0 | 0 | 0 | 0 | 0 | 0 | 0.0438 | 0 | 0 | 0 | 0 | 0 | 0 | 0.0438 | 0 | 0 | 0 | 0 | 0 | 0 | 0.0438 | 0 | 0 | 0 | 0 | 0 | 0 | 0.0438 | 0 | 0 | 0 | 0 | 0 | 0 | 0.0438
Y11 | 0 | 0 | 0 | 0 | 0 | 0 | 0.0438 | 0 | 0 | 0 | 0 | 0 | 0 | 0.0438 | 0 | 0 | 0 | 0 | 0 | 0 | 0.0438 | 0 | 0 | 0 | 0 | 0 | 0 | 0.0438 | 0 | 0 | 0 | 0 | 0 | 0 | 0.0438 | 0 | 0 | 0 | 0 | 0 | 0 | 0.0438
Y12 | 0 | 0 | 0 | 0 | 0 | 0 | 0.0438 | 0 | 0 | 0 | 0 | 0 | 0 | 0.0438 | 0 | 0 | 0 | 0 | 0 | 0 | 0.0438 | 0 | 0 | 0 | 0 | 0 | 0 | 0.0438 | 0 | 0 | 0 | 0 | 0 | 0 | 0.0438 | 0 | 0 | 0 | 0 | 0 | 0 | 0.0438
Y13 | 0 | 0 | 0 | 0 | 0 | 0 | 0.0438 | 0 | 0 | 0 | 0 | 0 | 0 | 0.0438 | 0 | 0 | 0 | 0 | 0 | 0 | 0.0438 | 0 | 0 | 0 | 0 | 0 | 0 | 0.0438 | 0 | 0 | 0 | 0 | 0 | 0 | 0.0438 | 0 | 0 | 0 | 0 | 0 | 0 | 0.0438
Y14 | 0 | 0 | 0 | 0 | 0 | 0 | 0.0438 | 0 | 0 | 0 | 0 | 0 | 0 | 0.0438 | 0 | 0 | 0 | 0 | 0 | 0 | 0.0438 | 0 | 0 | 0 | 0 | 0 | 0 | 0.0438 | 0 | 0 | 0 | 0 | 0 | 0 | 0.0438 | 0 | 0 | 0 | 0 | 0 | 0 | 0.0438
Y15 | 0 | 0 | 0 | 0 | 0 | 0 | 0.0438 | 0 | 0 | 0 | 0 | 0 | 0 | 0.0438 | 0 | 0 | 0 | 0 | 0 | 0 | 0.0438 | 0 | 0 | 0 | 0 | 0 | 0 | 0.0438 | 0 | 0 | 0 | 0 | 0 | 0 | 0.0438 | 0 | 0 | 0 | 0 | 0 | 0 | 0.0438
Y16 | 0 | 0 | 0 | 0 | 0 | 0 | 0.0438 | 0 | 0 | 0 | 0 | 0 | 0 | 0.0438 | 0 | 0 | 0 | 0 | 0 | 0 | 0.0438 | 0 | 0 | 0 | 0 | 0 | 0 | 0.0438 | 0 | 0 | 0 | 0 | 0 | 0 | 0.0438 | 0 | 0 | 0 | 0 | 0 | 0 | 0.0438
Y17 | 0 | 0 | 0 | 0 | 0 | 0 | 0.0438 | 0 | 0 | 0 | 0 | 0 | 0 | 0.0438 | 0 | 0 | 0 | 0 | 0 | 0 | 0.0438 | 0 | 0 | 0 | 0 | 0 | 0 | 0.0438 | 0 | 0 | 0 | 0 | 0 | 0 | 0.0438 | 0 | 0 | 0 | 0 | 0 | 0 | 0.0438
Y18 | 0 | 0 | 0 | 0 | 0 | 0 | 0.0438 | 0 | 0 | 0 | 0 | 0 | 0 | 0.0438 | 0 | 0 | 0 | 0 | 0 | 0 | 0.0438 | 0 | 0 | 0 | 0 | 0 | 0 | 0.0438 | 0 | 0 | 0 | 0 | 0 | 0 | 0.0438 | 0 | 0 | 0 | 0 | 0 | 0 | 0.0438
Y19 | 0 | 0 | 0 | 0 | 0 | 0 | 0.0438 | 0 | 0 | 0 | 0 | 0 | 0 | 0.0438 | 0 | 0 | 0 | 0 | 0 | 0 | 0.0438 | 0 | 0 | 0 | 0 | 0 | 0 | 0.0438 | 0 | 0 | 0 | 0 | 0 | 0 | 0.0438 | 0 | 0 | 0 | 0 | 0 | 0 | 0.0438
Y20 | 0 | 0 | 0 | 0 | 0 | 0 | 0.0438 | 0 | 0 | 0 | 0 | 0 | 0 | 0.0438 | 0 | 0 | 0 | 0 | 0 | 0 | 0.0438 | 0 | 0 | 0 | 0 | 0 | 0 | 0.0438 | 0 | 0 | 0 | 0 | 0 | 0 | 0.0438 | 0 | 0 | 0 | 0 | 0 | 0 | 0.0438
Y21 | 0 | 0 | 0 | 0 | 0 | 0 | 0.0438 | 0 | 0 | 0 | 0 | 0 | 0 | 0.0438 | 0 | 0 | 0 | 0 | 0 | 0 | 0.0438 | 0 | 0 | 0 | 0 | 0 | 0 | 0.0438 | 0 | 0 | 0 | 0 | 0 | 0 | 0.0438 | 0 | 0 | 0 | 0 | 0 | 0 | 0.0438

## Residual_capacity
Line | reg1-reg2 | [6 empty] | reg1-reg3 | [6 empty] | reg1-reg4 | [6 empty] | reg2-reg3 | [6 empty] | reg2-reg4 | [6 empty] | reg3-reg4
Transmitted Carrier | Kerosene | Biofuels_waste | Oil | Diesel | NG | Electricity | Final_electricity | Kerosene | Biofuels_waste | Oil | Diesel | NG | Electricity | Final_electricity | Kerosene | Biofuels_waste | Oil | Diesel | NG | Electricity | Final_electricity | Kerosene | Biofuels_waste | Oil | Diesel | NG | Electricity | Final_electricity | Kerosene | Biofuels_waste | Oil | Diesel | NG | Electricity | Final_electricity | Kerosene | Biofuels_waste | Oil | Diesel | NG | Electricity | Final_electricity
Years
Y0 | 0 | 0 | 0 | 0 | 0 | 0 | 1483900 | 0 | 0 | 0 | 0 | 0 | 0 | 1672950 | 0 | 0 | 0 | 0 | 0 | 0 | 396750 | 0 | 0 | 0 | 0 | 0 | 0 | 0 | 0 | 0 | 0 | 0 | 0 | 0 | 372193.5 | 0 | 0 | 0 | 0 | 0 | 0 | 130525.5
Y1 | 0 | 0 | 0 | 0 | 0 | 0 | 1483900 | 0 | 0 | 0 | 0 | 0 | 0 | 1672950 | 0 | 0 | 0 | 0 | 0 | 0 | 396750 | 0 | 0 | 0 | 0 | 0 | 0 | 0 | 0 | 0 | 0 | 0 | 0 | 0 | 372193.5 | 0 | 0 | 0 | 0 | 0 | 0 | 130525.5
Y2 | 0 | 0 | 0 | 0 | 0 | 0 | 1483900 | 0 | 0 | 0 | 0 | 0 | 0 | 1672950 | 0 | 0 | 0 | 0 | 0 | 0 | 396750 | 0 | 0 | 0 | 0 | 0 | 0 | 0 | 0 | 0 | 0 | 0 | 0 | 0 | 372193.5 | 0 | 0 | 0 | 0 | 0 | 0 | 130525.5
Y3 | 0 | 0 | 0 | 0 | 0 | 0 | 1483900 | 0 | 0 | 0 | 0 | 0 | 0 | 1672950 | 0 | 0 | 0 | 0 | 0 | 0 | 396750 | 0 | 0 | 0 | 0 | 0 | 0 | 0 | 0 | 0 | 0 | 0 | 0 | 0 | 372193.5 | 0 | 0 | 0 | 0 | 0 | 0 | 130525.5
Y4 | 0 | 0 | 0 | 0 | 0 | 0 | 1483900 | 0 | 0 | 0 | 0 | 0 | 0 | 1672950 | 0 | 0 | 0 | 0 | 0 | 0 | 396750 | 0 | 0 | 0 | 0 | 0 | 0 | 0 | 0 | 0 | 0 | 0 | 0 | 0 | 372193.5 | 0 | 0 | 0 | 0 | 0 | 0 | 130525.5
Y5 | 0 | 0 | 0 | 0 | 0 | 0 | 1483900 | 0 | 0 | 0 | 0 | 0 | 0 | 1672950 | 0 | 0 | 0 | 0 | 0 | 0 | 396750 | 0 | 0 | 0 | 0 | 0 | 0 | 0 | 0 | 0 | 0 | 0 | 0 | 0 | 372193.5 | 0 | 0 | 0 | 0 | 0 | 0 | 130525.5
Y6 | 0 | 0 | 0 | 0 | 0 | 0 | 1483900 | 0 | 0 | 0 | 0 | 0 | 0 | 1672950 | 0 | 0 | 0 | 0 | 0 | 0 | 396750 | 0 | 0 | 0 | 0 | 0 | 0 | 0 | 0 | 0 | 0 | 0 | 0 | 0 | 372193.5 | 0 | 0 | 0 | 0 | 0 | 0 | 130525.5
Y7 | 0 | 0 | 0 | 0 | 0 | 0 | 1483900 | 0 | 0 | 0 | 0 | 0 | 0 | 1672950 | 0 | 0 | 0 | 0 | 0 | 0 | 396750 | 0 | 0 | 0 | 0 | 0 | 0 | 0 | 0 | 0 | 0 | 0 | 0 | 0 | 372193.5 | 0 | 0 | 0 | 0 | 0 | 0 | 130525.5
Y8 | 0 | 0 | 0 | 0 | 0 | 0 | 1483900 | 0 | 0 | 0 | 0 | 0 | 0 | 1672950 | 0 | 0 | 0 | 0 | 0 | 0 | 396750 | 0 | 0 | 0 | 0 | 0 | 0 | 0 | 0 | 0 | 0 | 0 | 0 | 0 | 372193.5 | 0 | 0 | 0 | 0 | 0 | 0 | 130525.5
Y9 | 0 | 0 | 0 | 0 | 0 | 0 | 1483900 | 0 | 0 | 0 | 0 | 0 | 0 | 1672950 | 0 | 0 | 0 | 0 | 0 | 0 | 396750 | 0 | 0 | 0 | 0 | 0 | 0 | 0 | 0 | 0 | 0 | 0 | 0 | 0 | 372193.5 | 0 | 0 | 0 | 0 | 0 | 0 | 130525.5
Y10 | 0 | 0 | 0 | 0 | 0 | 0 | 1483900 | 0 | 0 | 0 | 0 | 0 | 0 | 1672950 | 0 | 0 | 0 | 0 | 0 | 0 | 396750 | 0 | 0 | 0 | 0 | 0 | 0 | 0 | 0 | 0 | 0 | 0 | 0 | 0 | 372193.5 | 0 | 0 | 0 | 0 | 0 | 0 | 130525.5
Y11 | 0 | 0 | 0 | 0 | 0 | 0 | 1483900 | 0 | 0 | 0 | 0 | 0 | 0 | 1672950 | 0 | 0 | 0 | 0 | 0 | 0 | 396750 | 0 | 0 | 0 | 0 | 0 | 0 | 0 | 0 | 0 | 0 | 0 | 0 | 0 | 372193.5 | 0 | 0 | 0 | 0 | 0 | 0 | 130525.5
Y12 | 0 | 0 | 0 | 0 | 0 | 0 | 1483900 | 0 | 0 | 0 | 0 | 0 | 0 | 1672950 | 0 | 0 | 0 | 0 | 0 | 0 | 396750 | 0 | 0 | 0 | 0 | 0 | 0 | 0 | 0 | 0 | 0 | 0 | 0 | 0 | 372193.5 | 0 | 0 | 0 | 0 | 0 | 0 | 130525.5
Y13 | 0 | 0 | 0 | 0 | 0 | 0 | 1483900 | 0 | 0 | 0 | 0 | 0 | 0 | 1672950 | 0 | 0 | 0 | 0 | 0 | 0 | 396750 | 0 | 0 | 0 | 0 | 0 | 0 | 0 | 0 | 0 | 0 | 0 | 0 | 0 | 372193.5 | 0 | 0 | 0 | 0 | 0 | 0 | 130525.5
Y14 | 0 | 0 | 0 | 0 | 0 | 0 | 1483900 | 0 | 0 | 0 | 0 | 0 | 0 | 1672950 | 0 | 0 | 0 | 0 | 0 | 0 | 396750 | 0 | 0 | 0 | 0 | 0 | 0 | 0 | 0 | 0 | 0 | 0 | 0 | 0 | 372193.5 | 0 | 0 | 0 | 0 | 0 | 0 | 130525.5
Y15 | 0 | 0 | 0 | 0 | 0 | 0 | 1483900 | 0 | 0 | 0 | 0 | 0 | 0 | 1672950 | 0 | 0 | 0 | 0 | 0 | 0 | 396750 | 0 | 0 | 0 | 0 | 0 | 0 | 0 | 0 | 0 | 0 | 0 | 0 | 0 | 372193.5 | 0 | 0 | 0 | 0 | 0 | 0 | 130525.5
Y16 | 0 | 0 | 0 | 0 | 0 | 0 | 1483900 | 0 | 0 | 0 | 0 | 0 | 0 | 1672950 | 0 | 0 | 0 | 0 | 0 | 0 | 396750 | 0 | 0 | 0 | 0 | 0 | 0 | 0 | 0 | 0 | 0 | 0 | 0 | 0 | 372193.5 | 0 | 0 | 0 | 0 | 0 | 0 | 130525.5
Y17 | 0 | 0 | 0 | 0 | 0 | 0 | 1483900 | 0 | 0 | 0 | 0 | 0 | 0 | 1672950 | 0 | 0 | 0 | 0 | 0 | 0 | 396750 | 0 | 0 | 0 | 0 | 0 | 0 | 0 | 0 | 0 | 0 | 0 | 0 | 0 | 372193.5 | 0 | 0 | 0 | 0 | 0 | 0 | 130525.5
Y18 | 0 | 0 | 0 | 0 | 0 | 0 | 1483900 | 0 | 0 | 0 | 0 | 0 | 0 | 1672950 | 0 | 0 | 0 | 0 | 0 | 0 | 396750 | 0 | 0 | 0 | 0 | 0 | 0 | 0 | 0 | 0 | 0 | 0 | 0 | 0 | 372193.5 | 0 | 0 | 0 | 0 | 0 | 0 | 130525.5
Y19 | 0 | 0 | 0 | 0 | 0 | 0 | 1483900 | 0 | 0 | 0 | 0 | 0 | 0 | 1672950 | 0 | 0 | 0 | 0 | 0 | 0 | 396750 | 0 | 0 | 0 | 0 | 0 | 0 | 0 | 0 | 0 | 0 | 0 | 0 | 0 | 372193.5 | 0 | 0 | 0 | 0 | 0 | 0 | 130525.5
Y20 | 0 | 0 | 0 | 0 | 0 | 0 | 1483900 | 0 | 0 | 0 | 0 | 0 | 0 | 1672950 | 0 | 0 | 0 | 0 | 0 | 0 | 396750 | 0 | 0 | 0 | 0 | 0 | 0 | 0 | 0 | 0 | 0 | 0 | 0 | 0 | 372193.5 | 0 | 0 | 0 | 0 | 0 | 0 | 130525.5
Y21 | 0 | 0 | 0 | 0 | 0 | 0 | 1483900 | 0 | 0 | 0 | 0 | 0 | 0 | 1672950 | 0 | 0 | 0 | 0 | 0 | 0 | 396750 | 0 | 0 | 0 | 0 | 0 | 0 | 0 | 0 | 0 | 0 | 0 | 0 | 0 | 372193.5 | 0 | 0 | 0 | 0 | 0 | 0 | 130525.5

## Line_efficiency
Line | reg1-reg2 | [6 empty] | reg1-reg3 | [6 empty] | reg1-reg4 | [6 empty] | reg2-reg3 | [6 empty] | reg2-reg4 | [6 empty] | reg3-reg4
Transmitted Carrier | Kerosene | Biofuels_waste | Oil | Diesel | NG | Electricity | Final_electricity | Kerosene | Biofuels_waste | Oil | Diesel | NG | Electricity | Final_electricity | Kerosene | Biofuels_waste | Oil | Diesel | NG | Electricity | Final_electricity | Kerosene | Biofuels_waste | Oil | Diesel | NG | Electricity | Final_electricity | Kerosene | Biofuels_waste | Oil | Diesel | NG | Electricity | Final_electricity | Kerosene | Biofuels_waste | Oil | Diesel | NG | Electricity | Final_electricity
Years
Y0 | 1 | 1 | 1 | 1 | 1 | 1 | 0.96 | 1 | 1 | 1 | 1 | 1 | 1 | 0.96 | 1 | 1 | 1 | 1 | 1 | 1 | 0.96 | 1 | 1 | 1 | 1 | 1 | 1 | 0.96 | 1 | 1 | 1 | 1 | 1 | 1 | 0.96 | 1 | 1 | 1 | 1 | 1 | 1 | 0.96
Y1 | 1 | 1 | 1 | 1 | 1 | 1 | 0.96 | 1 | 1 | 1 | 1 | 1 | 1 | 0.96 | 1 | 1 | 1 | 1 | 1 | 1 | 0.96 | 1 | 1 | 1 | 1 | 1 | 1 | 0.96 | 1 | 1 | 1 | 1 | 1 | 1 | 0.96 | 1 | 1 | 1 | 1 | 1 | 1 | 0.96
Y2 | 1 | 1 | 1 | 1 | 1 | 1 | 0.96 | 1 | 1 | 1 | 1 | 1 | 1 | 0.96 | 1 | 1 | 1 | 1 | 1 | 1 | 0.96 | 1 | 1 | 1 | 1 | 1 | 1 | 0.96 | 1 | 1 | 1 | 1 | 1 | 1 | 0.96 | 1 | 1 | 1 | 1 | 1 | 1 | 0.96
Y3 | 1 | 1 | 1 | 1 | 1 | 1 | 0.96 | 1 | 1 | 1 | 1 | 1 | 1 | 0.96 | 1 | 1 | 1 | 1 | 1 | 1 | 0.96 | 1 | 1 | 1 | 1 | 1 | 1 | 0.96 | 1 | 1 | 1 | 1 | 1 | 1 | 0.96 | 1 | 1 | 1 | 1 | 1 | 1 | 0.96
Y4 | 1 | 1 | 1 | 1 | 1 | 1 | 0.96 | 1 | 1 | 1 | 1 | 1 | 1 | 0.96 | 1 | 1 | 1 | 1 | 1 | 1 | 0.96 | 1 | 1 | 1 | 1 | 1 | 1 | 0.96 | 1 | 1 | 1 | 1 | 1 | 1 | 0.96 | 1 | 1 | 1 | 1 | 1 | 1 | 0.96
Y5 | 1 | 1 | 1 | 1 | 1 | 1 | 0.96 | 1 | 1 | 1 | 1 | 1 | 1 | 0.96 | 1 | 1 | 1 | 1 | 1 | 1 | 0.96 | 1 | 1 | 1 | 1 | 1 | 1 | 0.96 | 1 | 1 | 1 | 1 | 1 | 1 | 0.96 | 1 | 1 | 1 | 1 | 1 | 1 | 0.96
Y6 | 1 | 1 | 1 | 1 | 1 | 1 | 0.96 | 1 | 1 | 1 | 1 | 1 | 1 | 0.96 | 1 | 1 | 1 | 1 | 1 | 1 | 0.96 | 1 | 1 | 1 | 1 | 1 | 1 | 0.96 | 1 | 1 | 1 | 1 | 1 | 1 | 0.96 | 1 | 1 | 1 | 1 | 1 | 1 | 0.96
Y7 | 1 | 1 | 1 | 1 | 1 | 1 | 0.96 | 1 | 1 | 1 | 1 | 1 | 1 | 0.96 | 1 | 1 | 1 | 1 | 1 | 1 | 0.96 | 1 | 1 | 1 | 1 | 1 | 1 | 0.96 | 1 | 1 | 1 | 1 | 1 | 1 | 0.96 | 1 | 1 | 1 | 1 | 1 | 1 | 0.96
Y8 | 1 | 1 | 1 | 1 | 1 | 1 | 0.96 | 1 | 1 | 1 | 1 | 1 | 1 | 0.96 | 1 | 1 | 1 | 1 | 1 | 1 | 0.96 | 1 | 1 | 1 | 1 | 1 | 1 | 0.96 | 1 | 1 | 1 | 1 | 1 | 1 | 0.96 | 1 | 1 | 1 | 1 | 1 | 1 | 0.96
Y9 | 1 | 1 | 1 | 1 | 1 | 1 | 0.96 | 1 | 1 | 1 | 1 | 1 | 1 | 0.96 | 1 | 1 | 1 | 1 | 1 | 1 | 0.96 | 1 | 1 | 1 | 1 | 1 | 1 | 0.96 | 1 | 1 | 1 | 1 | 1 | 1 | 0.96 | 1 | 1 | 1 | 1 | 1 | 1 | 0.96
Y10 | 1 | 1 | 1 | 1 | 1 | 1 | 0.96 | 1 | 1 | 1 | 1 | 1 | 1 | 0.96 | 1 | 1 | 1 | 1 | 1 | 1 | 0.96 | 1 | 1 | 1 | 1 | 1 | 1 | 0.96 | 1 | 1 | 1 | 1 | 1 | 1 | 0.96 | 1 | 1 | 1 | 1 | 1 | 1 | 0.96
Y11 | 1 | 1 | 1 | 1 | 1 | 1 | 0.96 | 1 | 1 | 1 | 1 | 1 | 1 | 0.96 | 1 | 1 | 1 | 1 | 1 | 1 | 0.96 | 1 | 1 | 1 | 1 | 1 | 1 | 0.96 | 1 | 1 | 1 | 1 | 1 | 1 | 0.96 | 1 | 1 | 1 | 1 | 1 | 1 | 0.96
Y12 | 1 | 1 | 1 | 1 | 1 | 1 | 0.96 | 1 | 1 | 1 | 1 | 1 | 1 | 0.96 | 1 | 1 | 1 | 1 | 1 | 1 | 0.96 | 1 | 1 | 1 | 1 | 1 | 1 | 0.96 | 1 | 1 | 1 | 1 | 1 | 1 | 0.96 | 1 | 1 | 1 | 1 | 1 | 1 | 0.96
Y13 | 1 | 1 | 1 | 1 | 1 | 1 | 0.96 | 1 | 1 | 1 | 1 | 1 | 1 | 0.96 | 1 | 1 | 1 | 1 | 1 | 1 | 0.96 | 1 | 1 | 1 | 1 | 1 | 1 | 0.96 | 1 | 1 | 1 | 1 | 1 | 1 | 0.96 | 1 | 1 | 1 | 1 | 1 | 1 | 0.96
Y14 | 1 | 1 | 1 | 1 | 1 | 1 | 0.96 | 1 | 1 | 1 | 1 | 1 | 1 | 0.96 | 1 | 1 | 1 | 1 | 1 | 1 | 0.96 | 1 | 1 | 1 | 1 | 1 | 1 | 0.96 | 1 | 1 | 1 | 1 | 1 | 1 | 0.96 | 1 | 1 | 1 | 1 | 1 | 1 | 0.96
Y15 | 1 | 1 | 1 | 1 | 1 | 1 | 0.96 | 1 | 1 | 1 | 1 | 1 | 1 | 0.96 | 1 | 1 | 1 | 1 | 1 | 1 | 0.96 | 1 | 1 | 1 | 1 | 1 | 1 | 0.96 | 1 | 1 | 1 | 1 | 1 | 1 | 0.96 | 1 | 1 | 1 | 1 | 1 | 1 | 0.96
Y16 | 1 | 1 | 1 | 1 | 1 | 1 | 0.96 | 1 | 1 | 1 | 1 | 1 | 1 | 0.96 | 1 | 1 | 1 | 1 | 1 | 1 | 0.96 | 1 | 1 | 1 | 1 | 1 | 1 | 0.96 | 1 | 1 | 1 | 1 | 1 | 1 | 0.96 | 1 | 1 | 1 | 1 | 1 | 1 | 0.96
Y17 | 1 | 1 | 1 | 1 | 1 | 1 | 0.96 | 1 | 1 | 1 | 1 | 1 | 1 | 0.96 | 1 | 1 | 1 | 1 | 1 | 1 | 0.96 | 1 | 1 | 1 | 1 | 1 | 1 | 0.96 | 1 | 1 | 1 | 1 | 1 | 1 | 0.96 | 1 | 1 | 1 | 1 | 1 | 1 | 0.96
Y18 | 1 | 1 | 1 | 1 | 1 | 1 | 0.96 | 1 | 1 | 1 | 1 | 1 | 1 | 0.96 | 1 | 1 | 1 | 1 | 1 | 1 | 0.96 | 1 | 1 | 1 | 1 | 1 | 1 | 0.96 | 1 | 1 | 1 | 1 | 1 | 1 | 0.96 | 1 | 1 | 1 | 1 | 1 | 1 | 0.96
Y19 | 1 | 1 | 1 | 1 | 1 | 1 | 0.96 | 1 | 1 | 1 | 1 | 1 | 1 | 0.96 | 1 | 1 | 1 | 1 | 1 | 1 | 0.96 | 1 | 1 | 1 | 1 | 1 | 1 | 0.96 | 1 | 1 | 1 | 1 | 1 | 1 | 0.96 | 1 | 1 | 1 | 1 | 1 | 1 | 0.96
Y20 | 1 | 1 | 1 | 1 | 1 | 1 | 0.96 | 1 | 1 | 1 | 1 | 1 | 1 | 0.96 | 1 | 1 | 1 | 1 | 1 | 1 | 0.96 | 1 | 1 | 1 | 1 | 1 | 1 | 0.96 | 1 | 1 | 1 | 1 | 1 | 1 | 0.96 | 1 | 1 | 1 | 1 | 1 | 1 | 0.96
Y21 | 1 | 1 | 1 | 1 | 1 | 1 | 0.96 | 1 | 1 | 1 | 1 | 1 | 1 | 0.96 | 1 | 1 | 1 | 1 | 1 | 1 | 0.96 | 1 | 1 | 1 | 1 | 1 | 1 | 0.96 | 1 | 1 | 1 | 1 | 1 | 1 | 0.96 | 1 | 1 | 1 | 1 | 1 | 1 | 0.96

## INV
Line | reg1-reg2 | [6 empty] | reg1-reg3 | [6 empty] | reg1-reg4 | [6 empty] | reg2-reg3 | [6 empty] | reg2-reg4 | [6 empty] | reg3-reg4
Transmitted Carrier | Kerosene | Biofuels_waste | Oil | Diesel | NG | Electricity | Final_electricity | Kerosene | Biofuels_waste | Oil | Diesel | NG | Electricity | Final_electricity | Kerosene | Biofuels_waste | Oil | Diesel | NG | Electricity | Final_electricity | Kerosene | Biofuels_waste | Oil | Diesel | NG | Electricity | Final_electricity | Kerosene | Biofuels_waste | Oil | Diesel | NG | Electricity | Final_electricity | Kerosene | Biofuels_waste | Oil | Diesel | NG | Electricity | Final_electricity
Years
Y0 | 10000000000 | 10000000000 | 10000000000 | 10000000000 | 10000000000 | 10000000000 | 0 | 10000000000 | 10000000000 | 10000000000 | 10000000000 | 10000000000 | 10000000000 | 0 | 10000000000 | 10000000000 | 10000000000 | 10000000000 | 10000000000 | 10000000000 | 0 | 10000000000 | 10000000000 | 10000000000 | 10000000000 | 10000000000 | 10000000000 | 0 | 10000000000 | 10000000000 | 10000000000 | 10000000000 | 10000000000 | 10000000000 | 0 | 10000000000 | 10000000000 | 10000000000 | 10000000000 | 10000000000 | 10000000000 | 0
Y1 | 10000000000 | 10000000000 | 10000000000 | 10000000000 | 10000000000 | 10000000000 | 0 | 10000000000 | 10000000000 | 10000000000 | 10000000000 | 10000000000 | 10000000000 | 0 | 10000000000 | 10000000000 | 10000000000 | 10000000000 | 10000000000 | 10000000000 | 0 | 10000000000 | 10000000000 | 10000000000 | 10000000000 | 10000000000 | 10000000000 | 0 | 10000000000 | 10000000000 | 10000000000 | 10000000000 | 10000000000 | 10000000000 | 0 | 10000000000 | 10000000000 | 10000000000 | 10000000000 | 10000000000 | 10000000000 | 0
Y2 | 10000000000 | 10000000000 | 10000000000 | 10000000000 | 10000000000 | 10000000000 | 0 | 10000000000 | 10000000000 | 10000000000 | 10000000000 | 10000000000 | 10000000000 | 0 | 10000000000 | 10000000000 | 10000000000 | 10000000000 | 10000000000 | 10000000000 | 0 | 10000000000 | 10000000000 | 10000000000 | 10000000000 | 10000000000 | 10000000000 | 0 | 10000000000 | 10000000000 | 10000000000 | 10000000000 | 10000000000 | 10000000000 | 0 | 10000000000 | 10000000000 | 10000000000 | 10000000000 | 10000000000 | 10000000000 | 0
Y3 | 10000000000 | 10000000000 | 10000000000 | 10000000000 | 10000000000 | 10000000000 | 0 | 10000000000 | 10000000000 | 10000000000 | 10000000000 | 10000000000 | 10000000000 | 0 | 10000000000 | 10000000000 | 10000000000 | 10000000000 | 10000000000 | 10000000000 | 0 | 10000000000 | 10000000000 | 10000000000 | 10000000000 | 10000000000 | 10000000000 | 0 | 10000000000 | 10000000000 | 10000000000 | 10000000000 | 10000000000 | 10000000000 | 0 | 10000000000 | 10000000000 | 10000000000 | 10000000000 | 10000000000 | 10000000000 | 0
Y4 | 10000000000 | 10000000000 | 10000000000 | 10000000000 | 10000000000 | 10000000000 | 0 | 10000000000 | 10000000000 | 10000000000 | 10000000000 | 10000000000 | 10000000000 | 0 | 10000000000 | 10000000000 | 10000000000 | 10000000000 | 10000000000 | 10000000000 | 0 | 10000000000 | 10000000000 | 10000000000 | 10000000000 | 10000000000 | 10000000000 | 0 | 10000000000 | 10000000000 | 10000000000 | 10000000000 | 10000000000 | 10000000000 | 0 | 10000000000 | 10000000000 | 10000000000 | 10000000000 | 10000000000 | 10000000000 | 0
Y5 | 10000000000 | 10000000000 | 10000000000 | 10000000000 | 10000000000 | 10000000000 | 0 | 10000000000 | 10000000000 | 10000000000 | 10000000000 | 10000000000 | 10000000000 | 0 | 10000000000 | 10000000000 | 10000000000 | 10000000000 | 10000000000 | 10000000000 | 0 | 10000000000 | 10000000000 | 10000000000 | 10000000000 | 10000000000 | 10000000000 | 0 | 10000000000 | 10000000000 | 10000000000 | 10000000000 | 10000000000 | 10000000000 | 0 | 10000000000 | 10000000000 | 10000000000 | 10000000000 | 10000000000 | 10000000000 | 0
Y6 | 10000000000 | 10000000000 | 10000000000 | 10000000000 | 10000000000 | 10000000000 | 0 | 10000000000 | 10000000000 | 10000000000 | 10000000000 | 10000000000 | 10000000000 | 0 | 10000000000 | 10000000000 | 10000000000 | 10000000000 | 10000000000 | 10000000000 | 0 | 10000000000 | 10000000000 | 10000000000 | 10000000000 | 10000000000 | 10000000000 | 0 | 10000000000 | 10000000000 | 10000000000 | 10000000000 | 10000000000 | 10000000000 | 0 | 10000000000 | 10000000000 | 10000000000 | 10000000000 | 10000000000 | 10000000000 | 0
Y7 | 10000000000 | 10000000000 | 10000000000 | 10000000000 | 10000000000 | 10000000000 | 0 | 10000000000 | 10000000000 | 10000000000 | 10000000000 | 10000000000 | 10000000000 | 0 | 10000000000 | 10000000000 | 10000000000 | 10000000000 | 10000000000 | 10000000000 | 0 | 10000000000 | 10000000000 | 10000000000 | 10000000000 | 10000000000 | 10000000000 | 0 | 10000000000 | 10000000000 | 10000000000 | 10000000000 | 10000000000 | 10000000000 | 0 | 10000000000 | 10000000000 | 10000000000 | 10000000000 | 10000000000 | 10000000000 | 0
Y8 | 10000000000 | 10000000000 | 10000000000 | 10000000000 | 10000000000 | 10000000000 | 0 | 10000000000 | 10000000000 | 10000000000 | 10000000000 | 10000000000 | 10000000000 | 0 | 10000000000 | 10000000000 | 10000000000 | 10000000000 | 10000000000 | 10000000000 | 0 | 10000000000 | 10000000000 | 10000000000 | 10000000000 | 10000000000 | 10000000000 | 0 | 10000000000 | 10000000000 | 10000000000 | 10000000000 | 10000000000 | 10000000000 | 0 | 10000000000 | 10000000000 | 10000000000 | 10000000000 | 10000000000 | 10000000000 | 0
Y9 | 10000000000 | 10000000000 | 10000000000 | 10000000000 | 10000000000 | 10000000000 | 0 | 10000000000 | 10000000000 | 10000000000 | 10000000000 | 10000000000 | 10000000000 | 0 | 10000000000 | 10000000000 | 10000000000 | 10000000000 | 10000000000 | 10000000000 | 0 | 10000000000 | 10000000000 | 10000000000 | 10000000000 | 10000000000 | 10000000000 | 0 | 10000000000 | 10000000000 | 10000000000 | 10000000000 | 10000000000 | 10000000000 | 0 | 10000000000 | 10000000000 | 10000000000 | 10000000000 | 10000000000 | 10000000000 | 0
Y10 | 10000000000 | 10000000000 | 10000000000 | 10000000000 | 10000000000 | 10000000000 | 0 | 10000000000 | 10000000000 | 10000000000 | 10000000000 | 10000000000 | 10000000000 | 0 | 10000000000 | 10000000000 | 10000000000 | 10000000000 | 10000000000 | 10000000000 | 0 | 10000000000 | 10000000000 | 10000000000 | 10000000000 | 10000000000 | 10000000000 | 0 | 10000000000 | 10000000000 | 10000000000 | 10000000000 | 10000000000 | 10000000000 | 0 | 10000000000 | 10000000000 | 10000000000 | 10000000000 | 10000000000 | 10000000000 | 0
Y11 | 10000000000 | 10000000000 | 10000000000 | 10000000000 | 10000000000 | 10000000000 | 0 | 10000000000 | 10000000000 | 10000000000 | 10000000000 | 10000000000 | 10000000000 | 0 | 10000000000 | 10000000000 | 10000000000 | 10000000000 | 10000000000 | 10000000000 | 0 | 10000000000 | 10000000000 | 10000000000 | 10000000000 | 10000000000 | 10000000000 | 0 | 10000000000 | 10000000000 | 10000000000 | 10000000000 | 10000000000 | 10000000000 | 0 | 10000000000 | 10000000000 | 10000000000 | 10000000000 | 10000000000 | 10000000000 | 0
Y12 | 10000000000 | 10000000000 | 10000000000 | 10000000000 | 10000000000 | 10000000000 | 0 | 10000000000 | 10000000000 | 10000000000 | 10000000000 | 10000000000 | 10000000000 | 0 | 10000000000 | 10000000000 | 10000000000 | 10000000000 | 10000000000 | 10000000000 | 0 | 10000000000 | 10000000000 | 10000000000 | 10000000000 | 10000000000 | 10000000000 | 0 | 10000000000 | 10000000000 | 10000000000 | 10000000000 | 10000000000 | 10000000000 | 0 | 10000000000 | 10000000000 | 10000000000 | 10000000000 | 10000000000 | 10000000000 | 0
Y13 | 10000000000 | 10000000000 | 10000000000 | 10000000000 | 10000000000 | 10000000000 | 0 | 10000000000 | 10000000000 | 10000000000 | 10000000000 | 10000000000 | 10000000000 | 0 | 10000000000 | 10000000000 | 10000000000 | 10000000000 | 10000000000 | 10000000000 | 0 | 10000000000 | 10000000000 | 10000000000 | 10000000000 | 10000000000 | 10000000000 | 0 | 10000000000 | 10000000000 | 10000000000 | 10000000000 | 10000000000 | 10000000000 | 0 | 10000000000 | 10000000000 | 10000000000 | 10000000000 | 10000000000 | 10000000000 | 0
Y14 | 10000000000 | 10000000000 | 10000000000 | 10000000000 | 10000000000 | 10000000000 | 0 | 10000000000 | 10000000000 | 10000000000 | 10000000000 | 10000000000 | 10000000000 | 0 | 10000000000 | 10000000000 | 10000000000 | 10000000000 | 10000000000 | 10000000000 | 0 | 10000000000 | 10000000000 | 10000000000 | 10000000000 | 10000000000 | 10000000000 | 0 | 10000000000 | 10000000000 | 10000000000 | 10000000000 | 10000000000 | 10000000000 | 0 | 10000000000 | 10000000000 | 10000000000 | 10000000000 | 10000000000 | 10000000000 | 0
Y15 | 10000000000 | 10000000000 | 10000000000 | 10000000000 | 10000000000 | 10000000000 | 0 | 10000000000 | 10000000000 | 10000000000 | 10000000000 | 10000000000 | 10000000000 | 0 | 10000000000 | 10000000000 | 10000000000 | 10000000000 | 10000000000 | 10000000000 | 0 | 10000000000 | 10000000000 | 10000000000 | 10000000000 | 10000000000 | 10000000000 | 0 | 10000000000 | 10000000000 | 10000000000 | 10000000000 | 10000000000 | 10000000000 | 0 | 10000000000 | 10000000000 | 10000000000 | 10000000000 | 10000000000 | 10000000000 | 0
Y16 | 10000000000 | 10000000000 | 10000000000 | 10000000000 | 10000000000 | 10000000000 | 0 | 10000000000 | 10000000000 | 10000000000 | 10000000000 | 10000000000 | 10000000000 | 0 | 10000000000 | 10000000000 | 10000000000 | 10000000000 | 10000000000 | 10000000000 | 0 | 10000000000 | 10000000000 | 10000000000 | 10000000000 | 10000000000 | 10000000000 | 0 | 10000000000 | 10000000000 | 10000000000 | 10000000000 | 10000000000 | 10000000000 | 0 | 10000000000 | 10000000000 | 10000000000 | 10000000000 | 10000000000 | 10000000000 | 0
Y17 | 10000000000 | 10000000000 | 10000000000 | 10000000000 | 10000000000 | 10000000000 | 0 | 10000000000 | 10000000000 | 10000000000 | 10000000000 | 10000000000 | 10000000000 | 0 | 10000000000 | 10000000000 | 10000000000 | 10000000000 | 10000000000 | 10000000000 | 0 | 10000000000 | 10000000000 | 10000000000 | 10000000000 | 10000000000 | 10000000000 | 0 | 10000000000 | 10000000000 | 10000000000 | 10000000000 | 10000000000 | 10000000000 | 0 | 10000000000 | 10000000000 | 10000000000 | 10000000000 | 10000000000 | 10000000000 | 0
Y18 | 10000000000 | 10000000000 | 10000000000 | 10000000000 | 10000000000 | 10000000000 | 0 | 10000000000 | 10000000000 | 10000000000 | 10000000000 | 10000000000 | 10000000000 | 0 | 10000000000 | 10000000000 | 10000000000 | 10000000000 | 10000000000 | 10000000000 | 0 | 10000000000 | 10000000000 | 10000000000 | 10000000000 | 10000000000 | 10000000000 | 0 | 10000000000 | 10000000000 | 10000000000 | 10000000000 | 10000000000 | 10000000000 | 0 | 10000000000 | 10000000000 | 10000000000 | 10000000000 | 10000000000 | 10000000000 | 0
Y19 | 10000000000 | 10000000000 | 10000000000 | 10000000000 | 10000000000 | 10000000000 | 0 | 10000000000 | 10000000000 | 10000000000 | 10000000000 | 10000000000 | 10000000000 | 0 | 10000000000 | 10000000000 | 10000000000 | 10000000000 | 10000000000 | 10000000000 | 0 | 10000000000 | 10000000000 | 10000000000 | 10000000000 | 10000000000 | 10000000000 | 0 | 10000000000 | 10000000000 | 10000000000 | 10000000000 | 10000000000 | 10000000000 | 0 | 10000000000 | 10000000000 | 10000000000 | 10000000000 | 10000000000 | 10000000000 | 0
Y20 | 10000000000 | 10000000000 | 10000000000 | 10000000000 | 10000000000 | 10000000000 | 0 | 10000000000 | 10000000000 | 10000000000 | 10000000000 | 10000000000 | 10000000000 | 0 | 10000000000 | 10000000000 | 10000000000 | 10000000000 | 10000000000 | 10000000000 | 0 | 10000000000 | 10000000000 | 10000000000 | 10000000000 | 10000000000 | 10000000000 | 0 | 10000000000 | 10000000000 | 10000000000 | 10000000000 | 10000000000 | 10000000000 | 0 | 10000000000 | 10000000000 | 10000000000 | 10000000000 | 10000000000 | 10000000000 | 0
Y21 | 10000000000 | 10000000000 | 10000000000 | 10000000000 | 10000000000 | 10000000000 | 0 | 10000000000 | 10000000000 | 10000000000 | 10000000000 | 10000000000 | 10000000000 | 0 | 10000000000 | 10000000000 | 10000000000 | 10000000000 | 10000000000 | 10000000000 | 0 | 10000000000 | 10000000000 | 10000000000 | 10000000000 | 10000000000 | 10000000000 | 0 | 10000000000 | 10000000000 | 10000000000 | 10000000000 | 10000000000 | 10000000000 | 0 | 10000000000 | 10000000000 | 10000000000 | 10000000000 | 10000000000 | 10000000000 | 0

## Decom_cost
Line | reg1-reg2 | [6 empty] | reg1-reg3 | [6 empty] | reg1-reg4 | [6 empty] | reg2-reg3 | [6 empty] | reg2-reg4 | [6 empty] | reg3-reg4
Transmitted Carrier | Kerosene | Biofuels_waste | Oil | Diesel | NG | Electricity | Final_electricity | Kerosene | Biofuels_waste | Oil | Diesel | NG | Electricity | Final_electricity | Kerosene | Biofuels_waste | Oil | Diesel | NG | Electricity | Final_electricity | Kerosene | Biofuels_waste | Oil | Diesel | NG | Electricity | Final_electricity | Kerosene | Biofuels_waste | Oil | Diesel | NG | Electricity | Final_electricity | Kerosene | Biofuels_waste | Oil | Diesel | NG | Electricity | Final_electricity
Years
Y0 | 0 | 0 | 0 | 0 | 0 | 0 | 0 | 0 | 0 | 0 | 0 | 0 | 0 | 0 | 0 | 0 | 0 | 0 | 0 | 0 | 0 | 0 | 0 | 0 | 0 | 0 | 0 | 0 | 0 | 0 | 0 | 0 | 0 | 0 | 0 | 0 | 0 | 0 | 0 | 0 | 0 | 0
Y1 | 0 | 0 | 0 | 0 | 0 | 0 | 0 | 0 | 0 | 0 | 0 | 0 | 0 | 0 | 0 | 0 | 0 | 0 | 0 | 0 | 0 | 0 | 0 | 0 | 0 | 0 | 0 | 0 | 0 | 0 | 0 | 0 | 0 | 0 | 0 | 0 | 0 | 0 | 0 | 0 | 0 | 0
Y2 | 0 | 0 | 0 | 0 | 0 | 0 | 0 | 0 | 0 | 0 | 0 | 0 | 0 | 0 | 0 | 0 | 0 | 0 | 0 | 0 | 0 | 0 | 0 | 0 | 0 | 0 | 0 | 0 | 0 | 0 | 0 | 0 | 0 | 0 | 0 | 0 | 0 | 0 | 0 | 0 | 0 | 0
Y3 | 0 | 0 | 0 | 0 | 0 | 0 | 0 | 0 | 0 | 0 | 0 | 0 | 0 | 0 | 0 | 0 | 0 | 0 | 0 | 0 | 0 | 0 | 0 | 0 | 0 | 0 | 0 | 0 | 0 | 0 | 0 | 0 | 0 | 0 | 0 | 0 | 0 | 0 | 0 | 0 | 0 | 0
Y4 | 0 | 0 | 0 | 0 | 0 | 0 | 0 | 0 | 0 | 0 | 0 | 0 | 0 | 0 | 0 | 0 | 0 | 0 | 0 | 0 | 0 | 0 | 0 | 0 | 0 | 0 | 0 | 0 | 0 | 0 | 0 | 0 | 0 | 0 | 0 | 0 | 0 | 0 | 0 | 0 | 0 | 0
Y5 | 0 | 0 | 0 | 0 | 0 | 0 | 0 | 0 | 0 | 0 | 0 | 0 | 0 | 0 | 0 | 0 | 0 | 0 | 0 | 0 | 0 | 0 | 0 | 0 | 0 | 0 | 0 | 0 | 0 | 0 | 0 | 0 | 0 | 0 | 0 | 0 | 0 | 0 | 0 | 0 | 0 | 0
Y6 | 0 | 0 | 0 | 0 | 0 | 0 | 0 | 0 | 0 | 0 | 0 | 0 | 0 | 0 | 0 | 0 | 0 | 0 | 0 | 0 | 0 | 0 | 0 | 0 | 0 | 0 | 0 | 0 | 0 | 0 | 0 | 0 | 0 | 0 | 0 | 0 | 0 | 0 | 0 | 0 | 0 | 0
Y7 | 0 | 0 | 0 | 0 | 0 | 0 | 0 | 0 | 0 | 0 | 0 | 0 | 0 | 0 | 0 | 0 | 0 | 0 | 0 | 0 | 0 | 0 | 0 | 0 | 0 | 0 | 0 | 0 | 0 | 0 | 0 | 0 | 0 | 0 | 0 | 0 | 0 | 0 | 0 | 0 | 0 | 0
Y8 | 0 | 0 | 0 | 0 | 0 | 0 | 0 | 0 | 0 | 0 | 0 | 0 | 0 | 0 | 0 | 0 | 0 | 0 | 0 | 0 | 0 | 0 | 0 | 0 | 0 | 0 | 0 | 0 | 0 | 0 | 0 | 0 | 0 | 0 | 0 | 0 | 0 | 0 | 0 | 0 | 0 | 0
Y9 | 0 | 0 | 0 | 0 | 0 | 0 | 0 | 0 | 0 | 0 | 0 | 0 | 0 | 0 | 0 | 0 | 0 | 0 | 0 | 0 | 0 | 0 | 0 | 0 | 0 | 0 | 0 | 0 | 0 | 0 | 0 | 0 | 0 | 0 | 0 | 0 | 0 | 0 | 0 | 0 | 0 | 0
Y10 | 0 | 0 | 0 | 0 | 0 | 0 | 0 | 0 | 0 | 0 | 0 | 0 | 0 | 0 | 0 | 0 | 0 | 0 | 0 | 0 | 0 | 0 | 0 | 0 | 0 | 0 | 0 | 0 | 0 | 0 | 0 | 0 | 0 | 0 | 0 | 0 | 0 | 0 | 0 | 0 | 0 | 0
Y11 | 0 | 0 | 0 | 0 | 0 | 0 | 0 | 0 | 0 | 0 | 0 | 0 | 0 | 0 | 0 | 0 | 0 | 0 | 0 | 0 | 0 | 0 | 0 | 0 | 0 | 0 | 0 | 0 | 0 | 0 | 0 | 0 | 0 | 0 | 0 | 0 | 0 | 0 | 0 | 0 | 0 | 0
Y12 | 0 | 0 | 0 | 0 | 0 | 0 | 0 | 0 | 0 | 0 | 0 | 0 | 0 | 0 | 0 | 0 | 0 | 0 | 0 | 0 | 0 | 0 | 0 | 0 | 0 | 0 | 0 | 0 | 0 | 0 | 0 | 0 | 0 | 0 | 0 | 0 | 0 | 0 | 0 | 0 | 0 | 0
Y13 | 0 | 0 | 0 | 0 | 0 | 0 | 0 | 0 | 0 | 0 | 0 | 0 | 0 | 0 | 0 | 0 | 0 | 0 | 0 | 0 | 0 | 0 | 0 | 0 | 0 | 0 | 0 | 0 | 0 | 0 | 0 | 0 | 0 | 0 | 0 | 0 | 0 | 0 | 0 | 0 | 0 | 0
Y14 | 0 | 0 | 0 | 0 | 0 | 0 | 0 | 0 | 0 | 0 | 0 | 0 | 0 | 0 | 0 | 0 | 0 | 0 | 0 | 0 | 0 | 0 | 0 | 0 | 0 | 0 | 0 | 0 | 0 | 0 | 0 | 0 | 0 | 0 | 0 | 0 | 0 | 0 | 0 | 0 | 0 | 0
Y15 | 0 | 0 | 0 | 0 | 0 | 0 | 0 | 0 | 0 | 0 | 0 | 0 | 0 | 0 | 0 | 0 | 0 | 0 | 0 | 0 | 0 | 0 | 0 | 0 | 0 | 0 | 0 | 0 | 0 | 0 | 0 | 0 | 0 | 0 | 0 | 0 | 0 | 0 | 0 | 0 | 0 | 0
Y16 | 0 | 0 | 0 | 0 | 0 | 0 | 0 | 0 | 0 | 0 | 0 | 0 | 0 | 0 | 0 | 0 | 0 | 0 | 0 | 0 | 0 | 0 | 0 | 0 | 0 | 0 | 0 | 0 | 0 | 0 | 0 | 0 | 0 | 0 | 0 | 0 | 0 | 0 | 0 | 0 | 0 | 0
Y17 | 0 | 0 | 0 | 0 | 0 | 0 | 0 | 0 | 0 | 0 | 0 | 0 | 0 | 0 | 0 | 0 | 0 | 0 | 0 | 0 | 0 | 0 | 0 | 0 | 0 | 0 | 0 | 0 | 0 | 0 | 0 | 0 | 0 | 0 | 0 | 0 | 0 | 0 | 0 | 0 | 0 | 0
Y18 | 0 | 0 | 0 | 0 | 0 | 0 | 0 | 0 | 0 | 0 | 0 | 0 | 0 | 0 | 0 | 0 | 0 | 0 | 0 | 0 | 0 | 0 | 0 | 0 | 0 | 0 | 0 | 0 | 0 | 0 | 0 | 0 | 0 | 0 | 0 | 0 | 0 | 0 | 0 | 0 | 0 | 0
Y19 | 0 | 0 | 0 | 0 | 0 | 0 | 0 | 0 | 0 | 0 | 0 | 0 | 0 | 0 | 0 | 0 | 0 | 0 | 0 | 0 | 0 | 0 | 0 | 0 | 0 | 0 | 0 | 0 | 0 | 0 | 0 | 0 | 0 | 0 | 0 | 0 | 0 | 0 | 0 | 0 | 0 | 0
Y20 | 0 | 0 | 0 | 0 | 0 | 0 | 0 | 0 | 0 | 0 | 0 | 0 | 0 | 0 | 0 | 0 | 0 | 0 | 0 | 0 | 0 | 0 | 0 | 0 | 0 | 0 | 0 | 0 | 0 | 0 | 0 | 0 | 0 | 0 | 0 | 0 | 0 | 0 | 0 | 0 | 0 | 0
Y21 | 0 | 0 | 0 | 0 | 0 | 0 | 0 | 0 | 0 | 0 | 0 | 0 | 0 | 0 | 0 | 0 | 0 | 0 | 0 | 0 | 0 | 0 | 0 | 0 | 0 | 0 | 0 | 0 | 0 | 0 | 0 | 0 | 0 | 0 | 0 | 0 | 0 | 0 | 0 | 0 | 0 | 0

## Line_lifetime
Line | reg1-reg2 | [6 empty] | reg1-reg3 | [6 empty] | reg1-reg4 | [6 empty] | reg2-reg3 | [6 empty] | reg2-reg4 | [6 empty] | reg3-reg4
Transmitted Carrier | Kerosene | Biofuels_waste | Oil | Diesel | NG | Electricity | Final_electricity | Kerosene | Biofuels_waste | Oil | Diesel | NG | Electricity | Final_electricity | Kerosene | Biofuels_waste | Oil | Diesel | NG | Electricity | Final_electricity | Kerosene | Biofuels_waste | Oil | Diesel | NG | Electricity | Final_electricity | Kerosene | Biofuels_waste | Oil | Diesel | NG | Electricity | Final_electricity | Kerosene | Biofuels_waste | Oil | Diesel | NG | Electricity | Final_electricity
Performance Parameter
Technical Life Time | 50 | 50 | 50 | 50 | 50 | 50 | 50 | 50 | 50 | 50 | 50 | 50 | 50 | 50 | 50 | 50 | 50 | 50 | 50 | 50 | 50 | 50 | 50 | 50 | 50 | 50 | 50 | 50 | 50 | 50 | 50 | 50 | 50 | 50 | 50 | 50 | 50 | 50 | 50 | 50 | 50 | 50

## Line_Economic_life
Line | reg1-reg2 | [6 empty] | reg1-reg3 | [6 empty] | reg1-reg4 | [6 empty] | reg2-reg3 | [6 empty] | reg2-reg4 | [6 empty] | reg3-reg4
Transmitted Carrier | Kerosene | Biofuels_waste | Oil | Diesel | NG | Electricity | Final_electricity | Kerosene | Biofuels_waste | Oil | Diesel | NG | Electricity | Final_electricity | Kerosene | Biofuels_waste | Oil | Diesel | NG | Electricity | Final_electricity | Kerosene | Biofuels_waste | Oil | Diesel | NG | Electricity | Final_electricity | Kerosene | Biofuels_waste | Oil | Diesel | NG | Electricity | Final_electricity | Kerosene | Biofuels_waste | Oil | Diesel | NG | Electricity | Final_electricity
Performance Parameter
Economic Life time | 50 | 50 | 50 | 50 | 50 | 50 | 50 | 50 | 50 | 50 | 50 | 50 | 50 | 50 | 50 | 50 | 50 | 50 | 50 | 50 | 50 | 50 | 50 | 50 | 50 | 50 | 50 | 50 | 50 | 50 | 50 | 50 | 50 | 50 | 50 | 50 | 50 | 50 | 50 | 50 | 50 | 50

## Line_Time_of_construction
Line | reg1-reg2 | [6 empty] | reg1-reg3 | [6 empty] | reg1-reg4 | [6 empty] | reg2-reg3 | [6 empty] | reg2-reg4 | [6 empty] | reg3-reg4
Transmitted Carrier | Kerosene | Biofuels_waste | Oil | Diesel | NG | Electricity | Final_electricity | Kerosene | Biofuels_waste | Oil | Diesel | NG | Electricity | Final_electricity | Kerosene | Biofuels_waste | Oil | Diesel | NG | Electricity | Final_electricity | Kerosene | Biofuels_waste | Oil | Diesel | NG | Electricity | Final_electricity | Kerosene | Biofuels_waste | Oil | Diesel | NG | Electricity | Final_electricity | Kerosene | Biofuels_waste | Oil | Diesel | NG | Electricity | Final_electricity
Performance Parameter
Line Time of construction | 1 | 1 | 1 | 1 | 1 | 1 | 1 | 1 | 1 | 1 | 1 | 1 | 1 | 1 | 1 | 1 | 1 | 1 | 1 | 1 | 1 | 1 | 1 | 1 | 1 | 1 | 1 | 1 | 1 | 1 | 1 | 1 | 1 | 1 | 1 | 1 | 1 | 1 | 1 | 1 | 1 | 1

## Interest_rate
Line | reg1-reg2 | [6 empty] | reg1-reg3 | [6 empty] | reg1-reg4 | [6 empty] | reg2-reg3 | [6 empty] | reg2-reg4 | [6 empty] | reg3-reg4
Transmitted Carrier | Kerosene | Biofuels_waste | Oil | Diesel | NG | Electricity | Final_electricity | Kerosene | Biofuels_waste | Oil | Diesel | NG | Electricity | Final_electricity | Kerosene | Biofuels_waste | Oil | Diesel | NG | Electricity | Final_electricity | Kerosene | Biofuels_waste | Oil | Diesel | NG | Electricity | Final_electricity | Kerosene | Biofuels_waste | Oil | Diesel | NG | Electricity | Final_electricity | Kerosene | Biofuels_waste | Oil | Diesel | NG | Electricity | Final_electricity
Performance Parameter
Interest Rate | 0.1 | 0.1 | 0.1 | 0.1 | 0.1 | 0.1 | 0.1 | 0.1 | 0.1 | 0.1 | 0.1 | 0.1 | 0.1 | 0.1 | 0.1 | 0.1 | 0.1 | 0.1 | 0.1 | 0.1 | 0.1 | 0.1 | 0.1 | 0.1 | 0.1 | 0.1 | 0.1 | 0.1 | 0.1 | 0.1 | 0.1 | 0.1 | 0.1 | 0.1 | 0.1 | 0.1 | 0.1 | 0.1 | 0.1 | 0.1 | 0.1 | 0.1

## Min_totalcap
Line | reg1-reg2 | [6 empty] | reg1-reg3 | [6 empty] | reg1-reg4 | [6 empty] | reg2-reg3 | [6 empty] | reg2-reg4 | [6 empty] | reg3-reg4
Transmitted Carrier | Kerosene | Biofuels_waste | Oil | Diesel | NG | Electricity | Final_electricity | Kerosene | Biofuels_waste | Oil | Diesel | NG | Electricity | Final_electricity | Kerosene | Biofuels_waste | Oil | Diesel | NG | Electricity | Final_electricity | Kerosene | Biofuels_waste | Oil | Diesel | NG | Electricity | Final_electricity | Kerosene | Biofuels_waste | Oil | Diesel | NG | Electricity | Final_electricity | Kerosene | Biofuels_waste | Oil | Diesel | NG | Electricity | Final_electricity
Years
Y0 | 0 | 0 | 0 | 0 | 0 | 0 | 0 | 0 | 0 | 0 | 0 | 0 | 0 | 0 | 0 | 0 | 0 | 0 | 0 | 0 | 0 | 0 | 0 | 0 | 0 | 0 | 0 | 0 | 0 | 0 | 0 | 0 | 0 | 0 | 0 | 0 | 0 | 0 | 0 | 0 | 0 | 0
Y1 | 0 | 0 | 0 | 0 | 0 | 0 | 0 | 0 | 0 | 0 | 0 | 0 | 0 | 0 | 0 | 0 | 0 | 0 | 0 | 0 | 0 | 0 | 0 | 0 | 0 | 0 | 0 | 0 | 0 | 0 | 0 | 0 | 0 | 0 | 0 | 0 | 0 | 0 | 0 | 0 | 0 | 0
Y2 | 0 | 0 | 0 | 0 | 0 | 0 | 0 | 0 | 0 | 0 | 0 | 0 | 0 | 0 | 0 | 0 | 0 | 0 | 0 | 0 | 0 | 0 | 0 | 0 | 0 | 0 | 0 | 0 | 0 | 0 | 0 | 0 | 0 | 0 | 0 | 0 | 0 | 0 | 0 | 0 | 0 | 0
Y3 | 0 | 0 | 0 | 0 | 0 | 0 | 0 | 0 | 0 | 0 | 0 | 0 | 0 | 0 | 0 | 0 | 0 | 0 | 0 | 0 | 0 | 0 | 0 | 0 | 0 | 0 | 0 | 0 | 0 | 0 | 0 | 0 | 0 | 0 | 0 | 0 | 0 | 0 | 0 | 0 | 0 | 0
Y4 | 0 | 0 | 0 | 0 | 0 | 0 | 0 | 0 | 0 | 0 | 0 | 0 | 0 | 0 | 0 | 0 | 0 | 0 | 0 | 0 | 0 | 0 | 0 | 0 | 0 | 0 | 0 | 0 | 0 | 0 | 0 | 0 | 0 | 0 | 0 | 0 | 0 | 0 | 0 | 0 | 0 | 0
Y5 | 0 | 0 | 0 | 0 | 0 | 0 | 0 | 0 | 0 | 0 | 0 | 0 | 0 | 0 | 0 | 0 | 0 | 0 | 0 | 0 | 0 | 0 | 0 | 0 | 0 | 0 | 0 | 0 | 0 | 0 | 0 | 0 | 0 | 0 | 0 | 0 | 0 | 0 | 0 | 0 | 0 | 0
Y6 | 0 | 0 | 0 | 0 | 0 | 0 | 0 | 0 | 0 | 0 | 0 | 0 | 0 | 0 | 0 | 0 | 0 | 0 | 0 | 0 | 0 | 0 | 0 | 0 | 0 | 0 | 0 | 0 | 0 | 0 | 0 | 0 | 0 | 0 | 0 | 0 | 0 | 0 | 0 | 0 | 0 | 0
Y7 | 0 | 0 | 0 | 0 | 0 | 0 | 0 | 0 | 0 | 0 | 0 | 0 | 0 | 0 | 0 | 0 | 0 | 0 | 0 | 0 | 0 | 0 | 0 | 0 | 0 | 0 | 0 | 0 | 0 | 0 | 0 | 0 | 0 | 0 | 0 | 0 | 0 | 0 | 0 | 0 | 0 | 0
Y8 | 0 | 0 | 0 | 0 | 0 | 0 | 0 | 0 | 0 | 0 | 0 | 0 | 0 | 0 | 0 | 0 | 0 | 0 | 0 | 0 | 0 | 0 | 0 | 0 | 0 | 0 | 0 | 0 | 0 | 0 | 0 | 0 | 0 | 0 | 0 | 0 | 0 | 0 | 0 | 0 | 0 | 0
Y9 | 0 | 0 | 0 | 0 | 0 | 0 | 0 | 0 | 0 | 0 | 0 | 0 | 0 | 0 | 0 | 0 | 0 | 0 | 0 | 0 | 0 | 0 | 0 | 0 | 0 | 0 | 0 | 0 | 0 | 0 | 0 | 0 | 0 | 0 | 0 | 0 | 0 | 0 | 0 | 0 | 0 | 0
Y10 | 0 | 0 | 0 | 0 | 0 | 0 | 0 | 0 | 0 | 0 | 0 | 0 | 0 | 0 | 0 | 0 | 0 | 0 | 0 | 0 | 0 | 0 | 0 | 0 | 0 | 0 | 0 | 0 | 0 | 0 | 0 | 0 | 0 | 0 | 0 | 0 | 0 | 0 | 0 | 0 | 0 | 0
Y11 | 0 | 0 | 0 | 0 | 0 | 0 | 0 | 0 | 0 | 0 | 0 | 0 | 0 | 0 | 0 | 0 | 0 | 0 | 0 | 0 | 0 | 0 | 0 | 0 | 0 | 0 | 0 | 0 | 0 | 0 | 0 | 0 | 0 | 0 | 0 | 0 | 0 | 0 | 0 | 0 | 0 | 0
Y12 | 0 | 0 | 0 | 0 | 0 | 0 | 0 | 0 | 0 | 0 | 0 | 0 | 0 | 0 | 0 | 0 | 0 | 0 | 0 | 0 | 0 | 0 | 0 | 0 | 0 | 0 | 0 | 0 | 0 | 0 | 0 | 0 | 0 | 0 | 0 | 0 | 0 | 0 | 0 | 0 | 0 | 0
Y13 | 0 | 0 | 0 | 0 | 0 | 0 | 0 | 0 | 0 | 0 | 0 | 0 | 0 | 0 | 0 | 0 | 0 | 0 | 0 | 0 | 0 | 0 | 0 | 0 | 0 | 0 | 0 | 0 | 0 | 0 | 0 | 0 | 0 | 0 | 0 | 0 | 0 | 0 | 0 | 0 | 0 | 0
Y14 | 0 | 0 | 0 | 0 | 0 | 0 | 0 | 0 | 0 | 0 | 0 | 0 | 0 | 0 | 0 | 0 | 0 | 0 | 0 | 0 | 0 | 0 | 0 | 0 | 0 | 0 | 0 | 0 | 0 | 0 | 0 | 0 | 0 | 0 | 0 | 0 | 0 | 0 | 0 | 0 | 0 | 0
Y15 | 0 | 0 | 0 | 0 | 0 | 0 | 0 | 0 | 0 | 0 | 0 | 0 | 0 | 0 | 0 | 0 | 0 | 0 | 0 | 0 | 0 | 0 | 0 | 0 | 0 | 0 | 0 | 0 | 0 | 0 | 0 | 0 | 0 | 0 | 0 | 0 | 0 | 0 | 0 | 0 | 0 | 0
Y16 | 0 | 0 | 0 | 0 | 0 | 0 | 0 | 0 | 0 | 0 | 0 | 0 | 0 | 0 | 0 | 0 | 0 | 0 | 0 | 0 | 0 | 0 | 0 | 0 | 0 | 0 | 0 | 0 | 0 | 0 | 0 | 0 | 0 | 0 | 0 | 0 | 0 | 0 | 0 | 0 | 0 | 0
Y17 | 0 | 0 | 0 | 0 | 0 | 0 | 0 | 0 | 0 | 0 | 0 | 0 | 0 | 0 | 0 | 0 | 0 | 0 | 0 | 0 | 0 | 0 | 0 | 0 | 0 | 0 | 0 | 0 | 0 | 0 | 0 | 0 | 0 | 0 | 0 | 0 | 0 | 0 | 0 | 0 | 0 | 0
Y18 | 0 | 0 | 0 | 0 | 0 | 0 | 0 | 0 | 0 | 0 | 0 | 0 | 0 | 0 | 0 | 0 | 0 | 0 | 0 | 0 | 0 | 0 | 0 | 0 | 0 | 0 | 0 | 0 | 0 | 0 | 0 | 0 | 0 | 0 | 0 | 0 | 0 | 0 | 0 | 0 | 0 | 0
Y19 | 0 | 0 | 0 | 0 | 0 | 0 | 0 | 0 | 0 | 0 | 0 | 0 | 0 | 0 | 0 | 0 | 0 | 0 | 0 | 0 | 0 | 0 | 0 | 0 | 0 | 0 | 0 | 0 | 0 | 0 | 0 | 0 | 0 | 0 | 0 | 0 | 0 | 0 | 0 | 0 | 0 | 0
Y20 | 0 | 0 | 0 | 0 | 0 | 0 | 0 | 0 | 0 | 0 | 0 | 0 | 0 | 0 | 0 | 0 | 0 | 0 | 0 | 0 | 0 | 0 | 0 | 0 | 0 | 0 | 0 | 0 | 0 | 0 | 0 | 0 | 0 | 0 | 0 | 0 | 0 | 0 | 0 | 0 | 0 | 0
Y21 | 0 | 0 | 0 | 0 | 0 | 0 | 0 | 0 | 0 | 0 | 0 | 0 | 0 | 0 | 0 | 0 | 0 | 0 | 0 | 0 | 0 | 0 | 0 | 0 | 0 | 0 | 0 | 0 | 0 | 0 | 0 | 0 | 0 | 0 | 0 | 0 | 0 | 0 | 0 | 0 | 0 | 0

## Max_totalcap
Line | reg1-reg2 | [6 empty] | reg1-reg3 | [6 empty] | reg1-reg4 | [6 empty] | reg2-reg3 | [6 empty] | reg2-reg4 | [6 empty] | reg3-reg4
Transmitted Carrier | Kerosene | Biofuels_waste | Oil | Diesel | NG | Electricity | Final_electricity | Kerosene | Biofuels_waste | Oil | Diesel | NG | Electricity | Final_electricity | Kerosene | Biofuels_waste | Oil | Diesel | NG | Electricity | Final_electricity | Kerosene | Biofuels_waste | Oil | Diesel | NG | Electricity | Final_electricity | Kerosene | Biofuels_waste | Oil | Diesel | NG | Electricity | Final_electricity | Kerosene | Biofuels_waste | Oil | Diesel | NG | Electricity | Final_electricity
Years
Y0 | 0 | 0 | 0 | 0 | 0 | 0 | 1e+30 | 0 | 0 | 0 | 0 | 0 | 0 | 1e+30 | 0 | 0 | 0 | 0 | 0 | 0 | 1e+30 | 0 | 0 | 0 | 0 | 0 | 0 | 1e+30 | 0 | 0 | 0 | 0 | 0 | 0 | 1e+30 | 0 | 0 | 0 | 0 | 0 | 0 | 1e+30
Y1 | 0 | 0 | 0 | 0 | 0 | 0 | 1e+30 | 0 | 0 | 0 | 0 | 0 | 0 | 1e+30 | 0 | 0 | 0 | 0 | 0 | 0 | 1e+30 | 0 | 0 | 0 | 0 | 0 | 0 | 1e+30 | 0 | 0 | 0 | 0 | 0 | 0 | 1e+30 | 0 | 0 | 0 | 0 | 0 | 0 | 1e+30
Y2 | 0 | 0 | 0 | 0 | 0 | 0 | 1e+30 | 0 | 0 | 0 | 0 | 0 | 0 | 1e+30 | 0 | 0 | 0 | 0 | 0 | 0 | 1e+30 | 0 | 0 | 0 | 0 | 0 | 0 | 1e+30 | 0 | 0 | 0 | 0 | 0 | 0 | 1e+30 | 0 | 0 | 0 | 0 | 0 | 0 | 1e+30
Y3 | 0 | 0 | 0 | 0 | 0 | 0 | 1e+30 | 0 | 0 | 0 | 0 | 0 | 0 | 1e+30 | 0 | 0 | 0 | 0 | 0 | 0 | 1e+30 | 0 | 0 | 0 | 0 | 0 | 0 | 1e+30 | 0 | 0 | 0 | 0 | 0 | 0 | 1e+30 | 0 | 0 | 0 | 0 | 0 | 0 | 1e+30
Y4 | 0 | 0 | 0 | 0 | 0 | 0 | 1e+30 | 0 | 0 | 0 | 0 | 0 | 0 | 1e+30 | 0 | 0 | 0 | 0 | 0 | 0 | 1e+30 | 0 | 0 | 0 | 0 | 0 | 0 | 1e+30 | 0 | 0 | 0 | 0 | 0 | 0 | 1e+30 | 0 | 0 | 0 | 0 | 0 | 0 | 1e+30
Y5 | 0 | 0 | 0 | 0 | 0 | 0 | 1e+30 | 0 | 0 | 0 | 0 | 0 | 0 | 1e+30 | 0 | 0 | 0 | 0 | 0 | 0 | 1e+30 | 0 | 0 | 0 | 0 | 0 | 0 | 1e+30 | 0 | 0 | 0 | 0 | 0 | 0 | 1e+30 | 0 | 0 | 0 | 0 | 0 | 0 | 1e+30
Y6 | 0 | 0 | 0 | 0 | 0 | 0 | 1e+30 | 0 | 0 | 0 | 0 | 0 | 0 | 1e+30 | 0 | 0 | 0 | 0 | 0 | 0 | 1e+30 | 0 | 0 | 0 | 0 | 0 | 0 | 1e+30 | 0 | 0 | 0 | 0 | 0 | 0 | 1e+30 | 0 | 0 | 0 | 0 | 0 | 0 | 1e+30
Y7 | 0 | 0 | 0 | 0 | 0 | 0 | 1e+30 | 0 | 0 | 0 | 0 | 0 | 0 | 1e+30 | 0 | 0 | 0 | 0 | 0 | 0 | 1e+30 | 0 | 0 | 0 | 0 | 0 | 0 | 1e+30 | 0 | 0 | 0 | 0 | 0 | 0 | 1e+30 | 0 | 0 | 0 | 0 | 0 | 0 | 1e+30
Y8 | 0 | 0 | 0 | 0 | 0 | 0 | 1e+30 | 0 | 0 | 0 | 0 | 0 | 0 | 1e+30 | 0 | 0 | 0 | 0 | 0 | 0 | 1e+30 | 0 | 0 | 0 | 0 | 0 | 0 | 1e+30 | 0 | 0 | 0 | 0 | 0 | 0 | 1e+30 | 0 | 0 | 0 | 0 | 0 | 0 | 1e+30
Y9 | 0 | 0 | 0 | 0 | 0 | 0 | 1e+30 | 0 | 0 | 0 | 0 | 0 | 0 | 1e+30 | 0 | 0 | 0 | 0 | 0 | 0 | 1e+30 | 0 | 0 | 0 | 0 | 0 | 0 | 1e+30 | 0 | 0 | 0 | 0 | 0 | 0 | 1e+30 | 0 | 0 | 0 | 0 | 0 | 0 | 1e+30
Y10 | 0 | 0 | 0 | 0 | 0 | 0 | 1e+30 | 0 | 0 | 0 | 0 | 0 | 0 | 1e+30 | 0 | 0 | 0 | 0 | 0 | 0 | 1e+30 | 0 | 0 | 0 | 0 | 0 | 0 | 1e+30 | 0 | 0 | 0 | 0 | 0 | 0 | 1e+30 | 0 | 0 | 0 | 0 | 0 | 0 | 1e+30
Y11 | 0 | 0 | 0 | 0 | 0 | 0 | 1e+30 | 0 | 0 | 0 | 0 | 0 | 0 | 1e+30 | 0 | 0 | 0 | 0 | 0 | 0 | 1e+30 | 0 | 0 | 0 | 0 | 0 | 0 | 1e+30 | 0 | 0 | 0 | 0 | 0 | 0 | 1e+30 | 0 | 0 | 0 | 0 | 0 | 0 | 1e+30
Y12 | 0 | 0 | 0 | 0 | 0 | 0 | 1e+30 | 0 | 0 | 0 | 0 | 0 | 0 | 1e+30 | 0 | 0 | 0 | 0 | 0 | 0 | 1e+30 | 0 | 0 | 0 | 0 | 0 | 0 | 1e+30 | 0 | 0 | 0 | 0 | 0 | 0 | 1e+30 | 0 | 0 | 0 | 0 | 0 | 0 | 1e+30
Y13 | 0 | 0 | 0 | 0 | 0 | 0 | 1e+30 | 0 | 0 | 0 | 0 | 0 | 0 | 1e+30 | 0 | 0 | 0 | 0 | 0 | 0 | 1e+30 | 0 | 0 | 0 | 0 | 0 | 0 | 1e+30 | 0 | 0 | 0 | 0 | 0 | 0 | 1e+30 | 0 | 0 | 0 | 0 | 0 | 0 | 1e+30
Y14 | 0 | 0 | 0 | 0 | 0 | 0 | 1e+30 | 0 | 0 | 0 | 0 | 0 | 0 | 1e+30 | 0 | 0 | 0 | 0 | 0 | 0 | 1e+30 | 0 | 0 | 0 | 0 | 0 | 0 | 1e+30 | 0 | 0 | 0 | 0 | 0 | 0 | 1e+30 | 0 | 0 | 0 | 0 | 0 | 0 | 1e+30
Y15 | 0 | 0 | 0 | 0 | 0 | 0 | 1e+30 | 0 | 0 | 0 | 0 | 0 | 0 | 1e+30 | 0 | 0 | 0 | 0 | 0 | 0 | 1e+30 | 0 | 0 | 0 | 0 | 0 | 0 | 1e+30 | 0 | 0 | 0 | 0 | 0 | 0 | 1e+30 | 0 | 0 | 0 | 0 | 0 | 0 | 1e+30
Y16 | 0 | 0 | 0 | 0 | 0 | 0 | 1e+30 | 0 | 0 | 0 | 0 | 0 | 0 | 1e+30 | 0 | 0 | 0 | 0 | 0 | 0 | 1e+30 | 0 | 0 | 0 | 0 | 0 | 0 | 1e+30 | 0 | 0 | 0 | 0 | 0 | 0 | 1e+30 | 0 | 0 | 0 | 0 | 0 | 0 | 1e+30
Y17 | 0 | 0 | 0 | 0 | 0 | 0 | 1e+30 | 0 | 0 | 0 | 0 | 0 | 0 | 1e+30 | 0 | 0 | 0 | 0 | 0 | 0 | 1e+30 | 0 | 0 | 0 | 0 | 0 | 0 | 1e+30 | 0 | 0 | 0 | 0 | 0 | 0 | 1e+30 | 0 | 0 | 0 | 0 | 0 | 0 | 1e+30
Y18 | 0 | 0 | 0 | 0 | 0 | 0 | 1e+30 | 0 | 0 | 0 | 0 | 0 | 0 | 1e+30 | 0 | 0 | 0 | 0 | 0 | 0 | 1e+30 | 0 | 0 | 0 | 0 | 0 | 0 | 1e+30 | 0 | 0 | 0 | 0 | 0 | 0 | 1e+30 | 0 | 0 | 0 | 0 | 0 | 0 | 1e+30
Y19 | 0 | 0 | 0 | 0 | 0 | 0 | 1e+30 | 0 | 0 | 0 | 0 | 0 | 0 | 1e+30 | 0 | 0 | 0 | 0 | 0 | 0 | 1e+30 | 0 | 0 | 0 | 0 | 0 | 0 | 1e+30 | 0 | 0 | 0 | 0 | 0 | 0 | 1e+30 | 0 | 0 | 0 | 0 | 0 | 0 | 1e+30
Y20 | 0 | 0 | 0 | 0 | 0 | 0 | 1e+30 | 0 | 0 | 0 | 0 | 0 | 0 | 1e+30 | 0 | 0 | 0 | 0 | 0 | 0 | 1e+30 | 0 | 0 | 0 | 0 | 0 | 0 | 1e+30 | 0 | 0 | 0 | 0 | 0 | 0 | 1e+30 | 0 | 0 | 0 | 0 | 0 | 0 | 1e+30
Y21 | 0 | 0 | 0 | 0 | 0 | 0 | 1e+30 | 0 | 0 | 0 | 0 | 0 | 0 | 1e+30 | 0 | 0 | 0 | 0 | 0 | 0 | 1e+30 | 0 | 0 | 0 | 0 | 0 | 0 | 1e+30 | 0 | 0 | 0 | 0 | 0 | 0 | 1e+30 | 0 | 0 | 0 | 0 | 0 | 0 | 1e+30

## Capacity_factor_line
Line | reg1-reg2 | [6 empty] | reg1-reg3 | [6 empty] | reg1-reg4 | [6 empty] | reg2-reg3 | [6 empty] | reg2-reg4 | [6 empty] | reg3-reg4
Transmitted Carrier | Kerosene | Biofuels_waste | Oil | Diesel | NG | Electricity | Final_electricity | Kerosene | Biofuels_waste | Oil | Diesel | NG | Electricity | Final_electricity | Kerosene | Biofuels_waste | Oil | Diesel | NG | Electricity | Final_electricity | Kerosene | Biofuels_waste | Oil | Diesel | NG | Electricity | Final_electricity | Kerosene | Biofuels_waste | Oil | Diesel | NG | Electricity | Final_electricity | Kerosene | Biofuels_waste | Oil | Diesel | NG | Electricity | Final_electricity
Years
Y0 | 1 | 1 | 1 | 1 | 1 | 1 | 1 | 1 | 1 | 1 | 1 | 1 | 1 | 1 | 1 | 1 | 1 | 1 | 1 | 1 | 1 | 1 | 1 | 1 | 1 | 1 | 1 | 1 | 1 | 1 | 1 | 1 | 1 | 1 | 1 | 1 | 1 | 1 | 1 | 1 | 1 | 1
Y1 | 1 | 1 | 1 | 1 | 1 | 1 | 1 | 1 | 1 | 1 | 1 | 1 | 1 | 1 | 1 | 1 | 1 | 1 | 1 | 1 | 1 | 1 | 1 | 1 | 1 | 1 | 1 | 1 | 1 | 1 | 1 | 1 | 1 | 1 | 1 | 1 | 1 | 1 | 1 | 1 | 1 | 1
Y2 | 1 | 1 | 1 | 1 | 1 | 1 | 1 | 1 | 1 | 1 | 1 | 1 | 1 | 1 | 1 | 1 | 1 | 1 | 1 | 1 | 1 | 1 | 1 | 1 | 1 | 1 | 1 | 1 | 1 | 1 | 1 | 1 | 1 | 1 | 1 | 1 | 1 | 1 | 1 | 1 | 1 | 1
Y3 | 1 | 1 | 1 | 1 | 1 | 1 | 1 | 1 | 1 | 1 | 1 | 1 | 1 | 1 | 1 | 1 | 1 | 1 | 1 | 1 | 1 | 1 | 1 | 1 | 1 | 1 | 1 | 1 | 1 | 1 | 1 | 1 | 1 | 1 | 1 | 1 | 1 | 1 | 1 | 1 | 1 | 1
Y4 | 1 | 1 | 1 | 1 | 1 | 1 | 1 | 1 | 1 | 1 | 1 | 1 | 1 | 1 | 1 | 1 | 1 | 1 | 1 | 1 | 1 | 1 | 1 | 1 | 1 | 1 | 1 | 1 | 1 | 1 | 1 | 1 | 1 | 1 | 1 | 1 | 1 | 1 | 1 | 1 | 1 | 1
Y5 | 1 | 1 | 1 | 1 | 1 | 1 | 1 | 1 | 1 | 1 | 1 | 1 | 1 | 1 | 1 | 1 | 1 | 1 | 1 | 1 | 1 | 1 | 1 | 1 | 1 | 1 | 1 | 1 | 1 | 1 | 1 | 1 | 1 | 1 | 1 | 1 | 1 | 1 | 1 | 1 | 1 | 1
Y6 | 1 | 1 | 1 | 1 | 1 | 1 | 1 | 1 | 1 | 1 | 1 | 1 | 1 | 1 | 1 | 1 | 1 | 1 | 1 | 1 | 1 | 1 | 1 | 1 | 1 | 1 | 1 | 1 | 1 | 1 | 1 | 1 | 1 | 1 | 1 | 1 | 1 | 1 | 1 | 1 | 1 | 1
Y7 | 1 | 1 | 1 | 1 | 1 | 1 | 1 | 1 | 1 | 1 | 1 | 1 | 1 | 1 | 1 | 1 | 1 | 1 | 1 | 1 | 1 | 1 | 1 | 1 | 1 | 1 | 1 | 1 | 1 | 1 | 1 | 1 | 1 | 1 | 1 | 1 | 1 | 1 | 1 | 1 | 1 | 1
Y8 | 1 | 1 | 1 | 1 | 1 | 1 | 1 | 1 | 1 | 1 | 1 | 1 | 1 | 1 | 1 | 1 | 1 | 1 | 1 | 1 | 1 | 1 | 1 | 1 | 1 | 1 | 1 | 1 | 1 | 1 | 1 | 1 | 1 | 1 | 1 | 1 | 1 | 1 | 1 | 1 | 1 | 1
Y9 | 1 | 1 | 1 | 1 | 1 | 1 | 1 | 1 | 1 | 1 | 1 | 1 | 1 | 1 | 1 | 1 | 1 | 1 | 1 | 1 | 1 | 1 | 1 | 1 | 1 | 1 | 1 | 1 | 1 | 1 | 1 | 1 | 1 | 1 | 1 | 1 | 1 | 1 | 1 | 1 | 1 | 1
Y10 | 1 | 1 | 1 | 1 | 1 | 1 | 1 | 1 | 1 | 1 | 1 | 1 | 1 | 1 | 1 | 1 | 1 | 1 | 1 | 1 | 1 | 1 | 1 | 1 | 1 | 1 | 1 | 1 | 1 | 1 | 1 | 1 | 1 | 1 | 1 | 1 | 1 | 1 | 1 | 1 | 1 | 1
Y11 | 1 | 1 | 1 | 1 | 1 | 1 | 1 | 1 | 1 | 1 | 1 | 1 | 1 | 1 | 1 | 1 | 1 | 1 | 1 | 1 | 1 | 1 | 1 | 1 | 1 | 1 | 1 | 1 | 1 | 1 | 1 | 1 | 1 | 1 | 1 | 1 | 1 | 1 | 1 | 1 | 1 | 1
Y12 | 1 | 1 | 1 | 1 | 1 | 1 | 1 | 1 | 1 | 1 | 1 | 1 | 1 | 1 | 1 | 1 | 1 | 1 | 1 | 1 | 1 | 1 | 1 | 1 | 1 | 1 | 1 | 1 | 1 | 1 | 1 | 1 | 1 | 1 | 1 | 1 | 1 | 1 | 1 | 1 | 1 | 1
Y13 | 1 | 1 | 1 | 1 | 1 | 1 | 1 | 1 | 1 | 1 | 1 | 1 | 1 | 1 | 1 | 1 | 1 | 1 | 1 | 1 | 1 | 1 | 1 | 1 | 1 | 1 | 1 | 1 | 1 | 1 | 1 | 1 | 1 | 1 | 1 | 1 | 1 | 1 | 1 | 1 | 1 | 1
Y14 | 1 | 1 | 1 | 1 | 1 | 1 | 1 | 1 | 1 | 1 | 1 | 1 | 1 | 1 | 1 | 1 | 1 | 1 | 1 | 1 | 1 | 1 | 1 | 1 | 1 | 1 | 1 | 1 | 1 | 1 | 1 | 1 | 1 | 1 | 1 | 1 | 1 | 1 | 1 | 1 | 1 | 1
Y15 | 1 | 1 | 1 | 1 | 1 | 1 | 1 | 1 | 1 | 1 | 1 | 1 | 1 | 1 | 1 | 1 | 1 | 1 | 1 | 1 | 1 | 1 | 1 | 1 | 1 | 1 | 1 | 1 | 1 | 1 | 1 | 1 | 1 | 1 | 1 | 1 | 1 | 1 | 1 | 1 | 1 | 1
Y16 | 1 | 1 | 1 | 1 | 1 | 1 | 1 | 1 | 1 | 1 | 1 | 1 | 1 | 1 | 1 | 1 | 1 | 1 | 1 | 1 | 1 | 1 | 1 | 1 | 1 | 1 | 1 | 1 | 1 | 1 | 1 | 1 | 1 | 1 | 1 | 1 | 1 | 1 | 1 | 1 | 1 | 1
Y17 | 1 | 1 | 1 | 1 | 1 | 1 | 1 | 1 | 1 | 1 | 1 | 1 | 1 | 1 | 1 | 1 | 1 | 1 | 1 | 1 | 1 | 1 | 1 | 1 | 1 | 1 | 1 | 1 | 1 | 1 | 1 | 1 | 1 | 1 | 1 | 1 | 1 | 1 | 1 | 1 | 1 | 1
Y18 | 1 | 1 | 1 | 1 | 1 | 1 | 1 | 1 | 1 | 1 | 1 | 1 | 1 | 1 | 1 | 1 | 1 | 1 | 1 | 1 | 1 | 1 | 1 | 1 | 1 | 1 | 1 | 1 | 1 | 1 | 1 | 1 | 1 | 1 | 1 | 1 | 1 | 1 | 1 | 1 | 1 | 1
Y19 | 1 | 1 | 1 | 1 | 1 | 1 | 1 | 1 | 1 | 1 | 1 | 1 | 1 | 1 | 1 | 1 | 1 | 1 | 1 | 1 | 1 | 1 | 1 | 1 | 1 | 1 | 1 | 1 | 1 | 1 | 1 | 1 | 1 | 1 | 1 | 1 | 1 | 1 | 1 | 1 | 1 | 1
Y20 | 1 | 1 | 1 | 1 | 1 | 1 | 1 | 1 | 1 | 1 | 1 | 1 | 1 | 1 | 1 | 1 | 1 | 1 | 1 | 1 | 1 | 1 | 1 | 1 | 1 | 1 | 1 | 1 | 1 | 1 | 1 | 1 | 1 | 1 | 1 | 1 | 1 | 1 | 1 | 1 | 1 | 1
Y21 | 1 | 1 | 1 | 1 | 1 | 1 | 1 | 1 | 1 | 1 | 1 | 1 | 1 | 1 | 1 | 1 | 1 | 1 | 1 | 1 | 1 | 1 | 1 | 1 | 1 | 1 | 1 | 1 | 1 | 1 | 1 | 1 | 1 | 1 | 1 | 1 | 1 | 1 | 1 | 1 | 1 | 1

## AnnualProd_perunit_capacity
Line | reg1-reg2 | [6 empty] | reg1-reg3 | [6 empty] | reg1-reg4 | [6 empty] | reg2-reg3 | [6 empty] | reg2-reg4 | [6 empty] | reg3-reg4
Transmitted Carrier | Kerosene | Biofuels_waste | Oil | Diesel | NG | Electricity | Final_electricity | Kerosene | Biofuels_waste | Oil | Diesel | NG | Electricity | Final_electricity | Kerosene | Biofuels_waste | Oil | Diesel | NG | Electricity | Final_electricity | Kerosene | Biofuels_waste | Oil | Diesel | NG | Electricity | Final_electricity | Kerosene | Biofuels_waste | Oil | Diesel | NG | Electricity | Final_electricity | Kerosene | Biofuels_waste | Oil | Diesel | NG | Electricity | Final_electricity
Performance Parameter
AnnualProd_Per_UnitCapacity | 8760 | 8760 | 8760 | 8760 | 8760 | 8760 | 8760 | 8760 | 8760 | 8760 | 8760 | 8760 | 8760 | 8760 | 8760 | 8760 | 8760 | 8760 | 8760 | 8760 | 8760 | 8760 | 8760 | 8760 | 8760 | 8760 | 8760 | 8760 | 8760 | 8760 | 8760 | 8760 | 8760 | 8760 | 8760 | 8760 | 8760 | 8760 | 8760 | 8760 | 8760 | 8760

## Min_newcap
Line | reg1-reg2 | [6 empty] | reg1-reg3 | [6 empty] | reg1-reg4 | [6 empty] | reg2-reg3 | [6 empty] | reg2-reg4 | [6 empty] | reg3-reg4
Transmitted Carrier | Kerosene | Biofuels_waste | Oil | Diesel | NG | Electricity | Final_electricity | Kerosene | Biofuels_waste | Oil | Diesel | NG | Electricity | Final_electricity | Kerosene | Biofuels_waste | Oil | Diesel | NG | Electricity | Final_electricity | Kerosene | Biofuels_waste | Oil | Diesel | NG | Electricity | Final_electricity | Kerosene | Biofuels_waste | Oil | Diesel | NG | Electricity | Final_electricity | Kerosene | Biofuels_waste | Oil | Diesel | NG | Electricity | Final_electricity
Years
Y0 | 0 | 0 | 0 | 0 | 0 | 0 | 0 | 0 | 0 | 0 | 0 | 0 | 0 | 0 | 0 | 0 | 0 | 0 | 0 | 0 | 0 | 0 | 0 | 0 | 0 | 0 | 0 | 0 | 0 | 0 | 0 | 0 | 0 | 0 | 0 | 0 | 0 | 0 | 0 | 0 | 0 | 0
Y1 | 0 | 0 | 0 | 0 | 0 | 0 | 0 | 0 | 0 | 0 | 0 | 0 | 0 | 0 | 0 | 0 | 0 | 0 | 0 | 0 | 0 | 0 | 0 | 0 | 0 | 0 | 0 | 0 | 0 | 0 | 0 | 0 | 0 | 0 | 0 | 0 | 0 | 0 | 0 | 0 | 0 | 0
Y2 | 0 | 0 | 0 | 0 | 0 | 0 | 0 | 0 | 0 | 0 | 0 | 0 | 0 | 0 | 0 | 0 | 0 | 0 | 0 | 0 | 0 | 0 | 0 | 0 | 0 | 0 | 0 | 0 | 0 | 0 | 0 | 0 | 0 | 0 | 0 | 0 | 0 | 0 | 0 | 0 | 0 | 0
Y3 | 0 | 0 | 0 | 0 | 0 | 0 | 0 | 0 | 0 | 0 | 0 | 0 | 0 | 0 | 0 | 0 | 0 | 0 | 0 | 0 | 0 | 0 | 0 | 0 | 0 | 0 | 0 | 0 | 0 | 0 | 0 | 0 | 0 | 0 | 0 | 0 | 0 | 0 | 0 | 0 | 0 | 0
Y4 | 0 | 0 | 0 | 0 | 0 | 0 | 0 | 0 | 0 | 0 | 0 | 0 | 0 | 0 | 0 | 0 | 0 | 0 | 0 | 0 | 0 | 0 | 0 | 0 | 0 | 0 | 0 | 0 | 0 | 0 | 0 | 0 | 0 | 0 | 0 | 0 | 0 | 0 | 0 | 0 | 0 | 0
Y5 | 0 | 0 | 0 | 0 | 0 | 0 | 0 | 0 | 0 | 0 | 0 | 0 | 0 | 0 | 0 | 0 | 0 | 0 | 0 | 0 | 0 | 0 | 0 | 0 | 0 | 0 | 0 | 0 | 0 | 0 | 0 | 0 | 0 | 0 | 0 | 0 | 0 | 0 | 0 | 0 | 0 | 0
Y6 | 0 | 0 | 0 | 0 | 0 | 0 | 0 | 0 | 0 | 0 | 0 | 0 | 0 | 0 | 0 | 0 | 0 | 0 | 0 | 0 | 0 | 0 | 0 | 0 | 0 | 0 | 0 | 0 | 0 | 0 | 0 | 0 | 0 | 0 | 0 | 0 | 0 | 0 | 0 | 0 | 0 | 0
Y7 | 0 | 0 | 0 | 0 | 0 | 0 | 0 | 0 | 0 | 0 | 0 | 0 | 0 | 0 | 0 | 0 | 0 | 0 | 0 | 0 | 0 | 0 | 0 | 0 | 0 | 0 | 0 | 0 | 0 | 0 | 0 | 0 | 0 | 0 | 0 | 0 | 0 | 0 | 0 | 0 | 0 | 0
Y8 | 0 | 0 | 0 | 0 | 0 | 0 | 0 | 0 | 0 | 0 | 0 | 0 | 0 | 0 | 0 | 0 | 0 | 0 | 0 | 0 | 0 | 0 | 0 | 0 | 0 | 0 | 0 | 0 | 0 | 0 | 0 | 0 | 0 | 0 | 0 | 0 | 0 | 0 | 0 | 0 | 0 | 0
Y9 | 0 | 0 | 0 | 0 | 0 | 0 | 0 | 0 | 0 | 0 | 0 | 0 | 0 | 0 | 0 | 0 | 0 | 0 | 0 | 0 | 0 | 0 | 0 | 0 | 0 | 0 | 0 | 0 | 0 | 0 | 0 | 0 | 0 | 0 | 0 | 0 | 0 | 0 | 0 | 0 | 0 | 0
Y10 | 0 | 0 | 0 | 0 | 0 | 0 | 0 | 0 | 0 | 0 | 0 | 0 | 0 | 0 | 0 | 0 | 0 | 0 | 0 | 0 | 0 | 0 | 0 | 0 | 0 | 0 | 0 | 0 | 0 | 0 | 0 | 0 | 0 | 0 | 0 | 0 | 0 | 0 | 0 | 0 | 0 | 0
Y11 | 0 | 0 | 0 | 0 | 0 | 0 | 0 | 0 | 0 | 0 | 0 | 0 | 0 | 0 | 0 | 0 | 0 | 0 | 0 | 0 | 0 | 0 | 0 | 0 | 0 | 0 | 0 | 0 | 0 | 0 | 0 | 0 | 0 | 0 | 0 | 0 | 0 | 0 | 0 | 0 | 0 | 0
Y12 | 0 | 0 | 0 | 0 | 0 | 0 | 0 | 0 | 0 | 0 | 0 | 0 | 0 | 0 | 0 | 0 | 0 | 0 | 0 | 0 | 0 | 0 | 0 | 0 | 0 | 0 | 0 | 0 | 0 | 0 | 0 | 0 | 0 | 0 | 0 | 0 | 0 | 0 | 0 | 0 | 0 | 0
Y13 | 0 | 0 | 0 | 0 | 0 | 0 | 0 | 0 | 0 | 0 | 0 | 0 | 0 | 0 | 0 | 0 | 0 | 0 | 0 | 0 | 0 | 0 | 0 | 0 | 0 | 0 | 0 | 0 | 0 | 0 | 0 | 0 | 0 | 0 | 0 | 0 | 0 | 0 | 0 | 0 | 0 | 0
Y14 | 0 | 0 | 0 | 0 | 0 | 0 | 0 | 0 | 0 | 0 | 0 | 0 | 0 | 0 | 0 | 0 | 0 | 0 | 0 | 0 | 0 | 0 | 0 | 0 | 0 | 0 | 0 | 0 | 0 | 0 | 0 | 0 | 0 | 0 | 0 | 0 | 0 | 0 | 0 | 0 | 0 | 0
Y15 | 0 | 0 | 0 | 0 | 0 | 0 | 0 | 0 | 0 | 0 | 0 | 0 | 0 | 0 | 0 | 0 | 0 | 0 | 0 | 0 | 0 | 0 | 0 | 0 | 0 | 0 | 0 | 0 | 0 | 0 | 0 | 0 | 0 | 0 | 0 | 0 | 0 | 0 | 0 | 0 | 0 | 0
Y16 | 0 | 0 | 0 | 0 | 0 | 0 | 0 | 0 | 0 | 0 | 0 | 0 | 0 | 0 | 0 | 0 | 0 | 0 | 0 | 0 | 0 | 0 | 0 | 0 | 0 | 0 | 0 | 0 | 0 | 0 | 0 | 0 | 0 | 0 | 0 | 0 | 0 | 0 | 0 | 0 | 0 | 0
Y17 | 0 | 0 | 0 | 0 | 0 | 0 | 0 | 0 | 0 | 0 | 0 | 0 | 0 | 0 | 0 | 0 | 0 | 0 | 0 | 0 | 0 | 0 | 0 | 0 | 0 | 0 | 0 | 0 | 0 | 0 | 0 | 0 | 0 | 0 | 0 | 0 | 0 | 0 | 0 | 0 | 0 | 0
Y18 | 0 | 0 | 0 | 0 | 0 | 0 | 0 | 0 | 0 | 0 | 0 | 0 | 0 | 0 | 0 | 0 | 0 | 0 | 0 | 0 | 0 | 0 | 0 | 0 | 0 | 0 | 0 | 0 | 0 | 0 | 0 | 0 | 0 | 0 | 0 | 0 | 0 | 0 | 0 | 0 | 0 | 0
Y19 | 0 | 0 | 0 | 0 | 0 | 0 | 0 | 0 | 0 | 0 | 0 | 0 | 0 | 0 | 0 | 0 | 0 | 0 | 0 | 0 | 0 | 0 | 0 | 0 | 0 | 0 | 0 | 0 | 0 | 0 | 0 | 0 | 0 | 0 | 0 | 0 | 0 | 0 | 0 | 0 | 0 | 0
Y20 | 0 | 0 | 0 | 0 | 0 | 0 | 0 | 0 | 0 | 0 | 0 | 0 | 0 | 0 | 0 | 0 | 0 | 0 | 0 | 0 | 0 | 0 | 0 | 0 | 0 | 0 | 0 | 0 | 0 | 0 | 0 | 0 | 0 | 0 | 0 | 0 | 0 | 0 | 0 | 0 | 0 | 0
Y21 | 0 | 0 | 0 | 0 | 0 | 0 | 0 | 0 | 0 | 0 | 0 | 0 | 0 | 0 | 0 | 0 | 0 | 0 | 0 | 0 | 0 | 0 | 0 | 0 | 0 | 0 | 0 | 0 | 0 | 0 | 0 | 0 | 0 | 0 | 0 | 0 | 0 | 0 | 0 | 0 | 0 | 0

## Max_newcap
Line | reg1-reg2 | [6 empty] | reg1-reg3 | [6 empty] | reg1-reg4 | [6 empty] | reg2-reg3 | [6 empty] | reg2-reg4 | [6 empty] | reg3-reg4
Transmitted Carrier | Kerosene | Biofuels_waste | Oil | Diesel | NG | Electricity | Final_electricity | Kerosene | Biofuels_waste | Oil | Diesel | NG | Electricity | Final_electricity | Kerosene | Biofuels_waste | Oil | Diesel | NG | Electricity | Final_electricity | Kerosene | Biofuels_waste | Oil | Diesel | NG | Electricity | Final_electricity | Kerosene | Biofuels_waste | Oil | Diesel | NG | Electricity | Final_electricity | Kerosene | Biofuels_waste | Oil | Diesel | NG | Electricity | Final_electricity
Years
Y0 | 0 | 0 | 0 | 0 | 0 | 0 | 1e+30 | 0 | 0 | 0 | 0 | 0 | 0 | 1e+30 | 0 | 0 | 0 | 0 | 0 | 0 | 1e+30 | 0 | 0 | 0 | 0 | 0 | 0 | 1e+30 | 0 | 0 | 0 | 0 | 0 | 0 | 1e+30 | 0 | 0 | 0 | 0 | 0 | 0 | 1e+30
Y1 | 0 | 0 | 0 | 0 | 0 | 0 | 1e+30 | 0 | 0 | 0 | 0 | 0 | 0 | 1e+30 | 0 | 0 | 0 | 0 | 0 | 0 | 1e+30 | 0 | 0 | 0 | 0 | 0 | 0 | 1e+30 | 0 | 0 | 0 | 0 | 0 | 0 | 1e+30 | 0 | 0 | 0 | 0 | 0 | 0 | 1e+30
Y2 | 0 | 0 | 0 | 0 | 0 | 0 | 1e+30 | 0 | 0 | 0 | 0 | 0 | 0 | 1e+30 | 0 | 0 | 0 | 0 | 0 | 0 | 1e+30 | 0 | 0 | 0 | 0 | 0 | 0 | 1e+30 | 0 | 0 | 0 | 0 | 0 | 0 | 1e+30 | 0 | 0 | 0 | 0 | 0 | 0 | 1e+30
Y3 | 0 | 0 | 0 | 0 | 0 | 0 | 1e+30 | 0 | 0 | 0 | 0 | 0 | 0 | 1e+30 | 0 | 0 | 0 | 0 | 0 | 0 | 1e+30 | 0 | 0 | 0 | 0 | 0 | 0 | 1e+30 | 0 | 0 | 0 | 0 | 0 | 0 | 1e+30 | 0 | 0 | 0 | 0 | 0 | 0 | 1e+30
Y4 | 0 | 0 | 0 | 0 | 0 | 0 | 1e+30 | 0 | 0 | 0 | 0 | 0 | 0 | 1e+30 | 0 | 0 | 0 | 0 | 0 | 0 | 1e+30 | 0 | 0 | 0 | 0 | 0 | 0 | 1e+30 | 0 | 0 | 0 | 0 | 0 | 0 | 1e+30 | 0 | 0 | 0 | 0 | 0 | 0 | 1e+30
Y5 | 0 | 0 | 0 | 0 | 0 | 0 | 1e+30 | 0 | 0 | 0 | 0 | 0 | 0 | 1e+30 | 0 | 0 | 0 | 0 | 0 | 0 | 1e+30 | 0 | 0 | 0 | 0 | 0 | 0 | 1e+30 | 0 | 0 | 0 | 0 | 0 | 0 | 1e+30 | 0 | 0 | 0 | 0 | 0 | 0 | 1e+30
Y6 | 0 | 0 | 0 | 0 | 0 | 0 | 1e+30 | 0 | 0 | 0 | 0 | 0 | 0 | 1e+30 | 0 | 0 | 0 | 0 | 0 | 0 | 1e+30 | 0 | 0 | 0 | 0 | 0 | 0 | 1e+30 | 0 | 0 | 0 | 0 | 0 | 0 | 1e+30 | 0 | 0 | 0 | 0 | 0 | 0 | 1e+30
Y7 | 0 | 0 | 0 | 0 | 0 | 0 | 1e+30 | 0 | 0 | 0 | 0 | 0 | 0 | 1e+30 | 0 | 0 | 0 | 0 | 0 | 0 | 1e+30 | 0 | 0 | 0 | 0 | 0 | 0 | 1e+30 | 0 | 0 | 0 | 0 | 0 | 0 | 1e+30 | 0 | 0 | 0 | 0 | 0 | 0 | 1e+30
Y8 | 0 | 0 | 0 | 0 | 0 | 0 | 1e+30 | 0 | 0 | 0 | 0 | 0 | 0 | 1e+30 | 0 | 0 | 0 | 0 | 0 | 0 | 1e+30 | 0 | 0 | 0 | 0 | 0 | 0 | 1e+30 | 0 | 0 | 0 | 0 | 0 | 0 | 1e+30 | 0 | 0 | 0 | 0 | 0 | 0 | 1e+30
Y9 | 0 | 0 | 0 | 0 | 0 | 0 | 1e+30 | 0 | 0 | 0 | 0 | 0 | 0 | 1e+30 | 0 | 0 | 0 | 0 | 0 | 0 | 1e+30 | 0 | 0 | 0 | 0 | 0 | 0 | 1e+30 | 0 | 0 | 0 | 0 | 0 | 0 | 1e+30 | 0 | 0 | 0 | 0 | 0 | 0 | 1e+30
Y10 | 0 | 0 | 0 | 0 | 0 | 0 | 1e+30 | 0 | 0 | 0 | 0 | 0 | 0 | 1e+30 | 0 | 0 | 0 | 0 | 0 | 0 | 1e+30 | 0 | 0 | 0 | 0 | 0 | 0 | 1e+30 | 0 | 0 | 0 | 0 | 0 | 0 | 1e+30 | 0 | 0 | 0 | 0 | 0 | 0 | 1e+30
Y11 | 0 | 0 | 0 | 0 | 0 | 0 | 1e+30 | 0 | 0 | 0 | 0 | 0 | 0 | 1e+30 | 0 | 0 | 0 | 0 | 0 | 0 | 1e+30 | 0 | 0 | 0 | 0 | 0 | 0 | 1e+30 | 0 | 0 | 0 | 0 | 0 | 0 | 1e+30 | 0 | 0 | 0 | 0 | 0 | 0 | 1e+30
Y12 | 0 | 0 | 0 | 0 | 0 | 0 | 1e+30 | 0 | 0 | 0 | 0 | 0 | 0 | 1e+30 | 0 | 0 | 0 | 0 | 0 | 0 | 1e+30 | 0 | 0 | 0 | 0 | 0 | 0 | 1e+30 | 0 | 0 | 0 | 0 | 0 | 0 | 1e+30 | 0 | 0 | 0 | 0 | 0 | 0 | 1e+30
Y13 | 0 | 0 | 0 | 0 | 0 | 0 | 1e+30 | 0 | 0 | 0 | 0 | 0 | 0 | 1e+30 | 0 | 0 | 0 | 0 | 0 | 0 | 1e+30 | 0 | 0 | 0 | 0 | 0 | 0 | 1e+30 | 0 | 0 | 0 | 0 | 0 | 0 | 1e+30 | 0 | 0 | 0 | 0 | 0 | 0 | 1e+30
Y14 | 0 | 0 | 0 | 0 | 0 | 0 | 1e+30 | 0 | 0 | 0 | 0 | 0 | 0 | 1e+30 | 0 | 0 | 0 | 0 | 0 | 0 | 1e+30 | 0 | 0 | 0 | 0 | 0 | 0 | 1e+30 | 0 | 0 | 0 | 0 | 0 | 0 | 1e+30 | 0 | 0 | 0 | 0 | 0 | 0 | 1e+30
Y15 | 0 | 0 | 0 | 0 | 0 | 0 | 1e+30 | 0 | 0 | 0 | 0 | 0 | 0 | 1e+30 | 0 | 0 | 0 | 0 | 0 | 0 | 1e+30 | 0 | 0 | 0 | 0 | 0 | 0 | 1e+30 | 0 | 0 | 0 | 0 | 0 | 0 | 1e+30 | 0 | 0 | 0 | 0 | 0 | 0 | 1e+30
Y16 | 0 | 0 | 0 | 0 | 0 | 0 | 1e+30 | 0 | 0 | 0 | 0 | 0 | 0 | 1e+30 | 0 | 0 | 0 | 0 | 0 | 0 | 1e+30 | 0 | 0 | 0 | 0 | 0 | 0 | 1e+30 | 0 | 0 | 0 | 0 | 0 | 0 | 1e+30 | 0 | 0 | 0 | 0 | 0 | 0 | 1e+30
Y17 | 0 | 0 | 0 | 0 | 0 | 0 | 1e+30 | 0 | 0 | 0 | 0 | 0 | 0 | 1e+30 | 0 | 0 | 0 | 0 | 0 | 0 | 1e+30 | 0 | 0 | 0 | 0 | 0 | 0 | 1e+30 | 0 | 0 | 0 | 0 | 0 | 0 | 1e+30 | 0 | 0 | 0 | 0 | 0 | 0 | 1e+30
Y18 | 0 | 0 | 0 | 0 | 0 | 0 | 1e+30 | 0 | 0 | 0 | 0 | 0 | 0 | 1e+30 | 0 | 0 | 0 | 0 | 0 | 0 | 1e+30 | 0 | 0 | 0 | 0 | 0 | 0 | 1e+30 | 0 | 0 | 0 | 0 | 0 | 0 | 1e+30 | 0 | 0 | 0 | 0 | 0 | 0 | 1e+30
Y19 | 0 | 0 | 0 | 0 | 0 | 0 | 1e+30 | 0 | 0 | 0 | 0 | 0 | 0 | 1e+30 | 0 | 0 | 0 | 0 | 0 | 0 | 1e+30 | 0 | 0 | 0 | 0 | 0 | 0 | 1e+30 | 0 | 0 | 0 | 0 | 0 | 0 | 1e+30 | 0 | 0 | 0 | 0 | 0 | 0 | 1e+30
Y20 | 0 | 0 | 0 | 0 | 0 | 0 | 1e+30 | 0 | 0 | 0 | 0 | 0 | 0 | 1e+30 | 0 | 0 | 0 | 0 | 0 | 0 | 1e+30 | 0 | 0 | 0 | 0 | 0 | 0 | 1e+30 | 0 | 0 | 0 | 0 | 0 | 0 | 1e+30 | 0 | 0 | 0 | 0 | 0 | 0 | 1e+30
Y21 | 0 | 0 | 0 | 0 | 0 | 0 | 1e+30 | 0 | 0 | 0 | 0 | 0 | 0 | 1e+30 | 0 | 0 | 0 | 0 | 0 | 0 | 1e+30 | 0 | 0 | 0 | 0 | 0 | 0 | 1e+30 | 0 | 0 | 0 | 0 | 0 | 0 | 1e+30 | 0 | 0 | 0 | 0 | 0 | 0 | 1e+30