## F_OM
Tech_category | Supply | [9 empty] | Conversion |  |  |  |  | Transmission
Technology | Kerosene_supply | Oil_supply | BW_supply | Diesel_supply | Geo_PP | Solar_PV_PP | Wind_PP | S_ROR_Hydro_PP | L_ROR_Hydro_PP | L_DAM_Hydro_PP | HFO_PP | HFO_CC_PP | KGT_PP | BW_PP | Diesel_engine_pp | Elec_transmission_distribution
Years
Y0 | 0 | 0 | 0 | 0 | 152 | 21.5 | 26.1 | 15.3 | 16 | 16 | 31.5 | 43.7 | 13.9 | 152.3 | 7.1 | 0

## V_OM
Tech_category | Supply | [9 empty] | Conversion |  |  |  |  | Transmission
Technology | Kerosene_supply | Oil_supply | BW_supply | Diesel_supply | Geo_PP | Solar_PV_PP | Wind_PP | S_ROR_Hydro_PP | L_ROR_Hydro_PP | L_DAM_Hydro_PP | HFO_PP | HFO_CC_PP | KGT_PP | BW_PP | Diesel_engine_pp | Elec_transmission_distribution
Years
Y0 | 0.061128 | 0.1069 | 0.04 | 0.12 | 0 | 0 | 0 | 0.0005 | 0.0005 | 0.0005 | 0.006 | 0.006 | 0.0125 | 0.0086 | 0.006 | 0.00012

## Residual_capacity
Tech_category | Supply | [9 empty] | Conversion |  |  |  |  | Transmission
Technology | Kerosene_supply | Oil_supply | BW_supply | Diesel_supply | Geo_PP | Solar_PV_PP | Wind_PP | S_ROR_Hydro_PP | L_ROR_Hydro_PP | L_DAM_Hydro_PP | HFO_PP | HFO_CC_PP | KGT_PP | BW_PP | Diesel_engine_pp | Elec_transmission_distribution
Years
Y0 | 10000000000 | 10000000000 | 10000000000 | 10000000000 | 0 | 0 | 127500 | 0 | 130000 | 0 | 189320 | 87000 | 0 | 0 | 100000 | 3987527

## Specific_emission
Emission Type | CO2
Tech_category | Supply | [9 empty] | Conversion |  |  |  |  | Transmission
Technology | Kerosene_supply | Oil_supply | BW_supply | Diesel_supply | Geo_PP | Solar_PV_PP | Wind_PP | S_ROR_Hydro_PP | L_ROR_Hydro_PP | L_DAM_Hydro_PP | HFO_PP | HFO_CC_PP | KGT_PP | BW_PP | Diesel_engine_pp | Elec_transmission_distribution
Years
Y0 | 0 | 0 | 0 | 0 | 0.122 | 0 | 0 | 0 | 0 | 0 | 0.43139 | 0.43139 | 0.44875 | 0 | 0.43139 | 0

## Emission_filter_efficiency
Emission Type | CO2
Tech_category | Supply | [9 empty] | Conversion |  |  |  |  | Transmission
Technology | Kerosene_supply | Oil_supply | BW_supply | Diesel_supply | Geo_PP | Solar_PV_PP | Wind_PP | S_ROR_Hydro_PP | L_ROR_Hydro_PP | L_DAM_Hydro_PP | HFO_PP | HFO_CC_PP | KGT_PP | BW_PP | Diesel_engine_pp | Elec_transmission_distribution
Years
Y0 | 0 | 0 | 0 | 0 | 0 | 0 | 0 | 0 | 0 | 0 | 0 | 0 | 0 | 0 | 0 | 0

## Emission_tax
Emission Type | CO2
Tech_category | Supply | [9 empty] | Conversion
Technology | Kerosene_supply | Oil_supply | BW_supply | Diesel_supply | Geo_PP | Solar_PV_PP | Wind_PP | S_ROR_Hydro_PP | L_ROR_Hydro_PP | L_DAM_Hydro_PP | HFO_PP | HFO_CC_PP | KGT_PP | BW_PP | Diesel_engine_pp
Years
Y0 | 0 | 0 | 0 | 0 | 0 | 0 | 0 | 0 | 0 | 0 | 0 | 0 | 0 | 0 | 0

## Fix_taxsub
Taxes or Subsidies | Tax | [15 empty] | Sub
Tech_category | Supply | [9 empty] | Conversion |  |  |  |  | Transmission | Supply | [9 empty] | Conversion |  |  |  |  | Transmission
Technology | Kerosene_supply | Oil_supply | BW_supply | Diesel_supply | Geo_PP | Solar_PV_PP | Wind_PP | S_ROR_Hydro_PP | L_ROR_Hydro_PP | L_DAM_Hydro_PP | HFO_PP | HFO_CC_PP | KGT_PP | BW_PP | Diesel_engine_pp | Elec_transmission_distribution | Kerosene_supply | Oil_supply | BW_supply | Diesel_supply | Geo_PP | Solar_PV_PP | Wind_PP | S_ROR_Hydro_PP | L_ROR_Hydro_PP | L_DAM_Hydro_PP | HFO_PP | HFO_CC_PP | KGT_PP | BW_PP | Diesel_engine_pp | Elec_transmission_distribution
Years
Y0 | 0 | 0 | 0 | 0 | 0 | 0 | 0 | 0 | 0 | 0 | 0 | 0 | 0 | 0 | 0 | 0 | 0 | 0 | 0 | 0 | 0 | 0 | 0 | 0 | 0 | 0 | 0 | 0 | 0 | 0 | 0 | 0

## AnnualProd_perunit_capacity
Tech_category | Supply | [9 empty] | Conversion |  |  |  |  | Transmission
Technology | Kerosene_supply | Oil_supply | BW_supply | Diesel_supply | Geo_PP | Solar_PV_PP | Wind_PP | S_ROR_Hydro_PP | L_ROR_Hydro_PP | L_DAM_Hydro_PP | HFO_PP | HFO_CC_PP | KGT_PP | BW_PP | Diesel_engine_pp | Elec_transmission_distribution
Performance Parameter
AnnualProd_Per_UnitCapacity | 8760 | 8760 | 8760 | 8760 | 8760 | 8760 | 8760 | 8760 | 8760 | 8760 | 8760 | 8760 | 8760 | 8760 | 8760 | 8760

## Demand
Years | Timesteps | Electricity_demand
Y0 | 1 | 501642.7385
| 2 | 483093.6198
| 3 | 466037.5048
| 4 | 455135.5989
| 5 | 501564.8538
| 6 | 547055.95
| 7 | 553147.2729
| 8 | 586331.2431
| 9 | 623278.9465
| 10 | 651433.3666
| 11 | 659537.706
| 12 | 670773.6221
| 13 | 678366.1035
| 14 | 672304.4422
| 15 | 668117.2404
| 16 | 660771.5488
| 17 | 634973.3469
| 18 | 619165.1815
| 19 | 670676.93
| 20 | 662090.1083
| 21 | 638973.7985
| 22 | 604716.3507
| 23 | 565147.6878
| 24 | 533759.0591
| 25 | 519575.9141
| 26 | 501226.0818
| 27 | 485962.1215
| 28 | 474773.4954
| 29 | 520771.3133
| 30 | 553727.2865
| 31 | 561069.6218
| 32 | 587312.0264
| 33 | 601556.0341
| 34 | 617119.6457
| 35 | 623426.2403
| 36 | 637240.9341
| 37 | 654278.584
| 38 | 653978.4104
| 39 | 649923.935
| 40 | 645942.0471
| 41 | 622230.0133
| 42 | 624236.3567
| 43 | 688440.8143
| 44 | 686601.641
| 45 | 664348.3818
| 46 | 628619.2582
| 47 | 588826.6371
| 48 | 553945.9637
| 49 | 519450.7766
| 50 | 502457.1248
| 51 | 488347.1779
| 52 | 478514.7323
| 53 | 526076.3757
| 54 | 561477.8235
| 55 | 569548.092
| 56 | 599162.1271
| 57 | 615939.8685
| 58 | 634527.5821
| 59 | 639635.688
| 60 | 652878.3449
| 61 | 668866.3308
| 62 | 668386.7268
| 63 | 663731.3998
| 64 | 659389.0303
| 65 | 635804.704
| 66 | 638159.2558
| 67 | 702452.1973
| 68 | 701451.1871
| 69 | 680238.258
| 70 | 645404.855
| 71 | 607402.2432
| 72 | 574254.0216
| 73 | 468132.5387
| 74 | 452791.4625
| 75 | 438885.8327
| 76 | 431104.9173
| 77 | 483157.9442
| 78 | 534253.7539
| 79 | 545634.1849
| 80 | 583661.3931
| 81 | 625582.4803
| 82 | 658487.3105
| 83 | 664349.2673
| 84 | 673924.5525
| 85 | 686335.588
| 86 | 679746.965
| 87 | 679114.3978
| 88 | 677060.1739
| 89 | 648779.4129
| 90 | 630345.9387
| 91 | 679232.3784
| 92 | 673683.7904
| 93 | 653750.3239
| 94 | 622531.1098
| 95 | 585072.6018
| 96 | 555736.5705
| 97 | 506491.5991
| 98 | 487522.3966
| 99 | 469988.6404
| 100 | 458666.6507
| 101 | 509525.2194
| 102 | 559665.7094
| 103 | 569805.5058
| 104 | 601793.44
| 105 | 637172.656
| 106 | 664800.352
| 107 | 673667.8522
| 108 | 690938.2874
| 109 | 700596.9109
| 110 | 695949.3369
| 111 | 690344.9036
| 112 | 687134.0232
| 113 | 659158.3742
| 114 | 641260.0988
| 115 | 690739.2947
| 116 | 688159.9287
| 117 | 671397.8512
| 118 | 643147.8591
| 119 | 605662.72
| 120 | 576213.0056
| 121 | 526941.4031
| 122 | 514722.7491
| 123 | 503939.5416
| 124 | 499223.4909
| 125 | 535241.18
| 126 | 573364.6025
| 127 | 572134.1487
| 128 | 606888.3288
| 129 | 641782.3824
| 130 | 661913.254
| 131 | 669689.2308
| 132 | 681152.7008
| 133 | 689454.5826
| 134 | 683594.205
| 135 | 679785.6542
| 136 | 670421.8624
| 137 | 651327.1193
| 138 | 642470.2379
| 139 | 700875.7128
| 140 | 698989.9002
| 141 | 682863.8187
| 142 | 655307.38
| 143 | 618661.8357
| 144 | 590196.3258
| 145 | 541966.4852
| 146 | 524136.1192
| 147 | 507885.8091
| 148 | 497702.6559
| 149 | 528107.1682
| 150 | 562269.1005
| 151 | 553228.8857
| 152 | 582588.0218
| 153 | 619146.008
| 154 | 644210.3125
| 155 | 649182.5351
| 156 | 656533.2905
| 157 | 660083.4264
| 158 | 653981.8385
| 159 | 650558.8856
| 160 | 644477.3555
| 161 | 627553.0124
| 162 | 620688.3073
| 163 | 681143.5161
| 164 | 680510.2233
| 165 | 665694.219
| 166 | 639447.8575
| 167 | 600520.9176
| 168 | 569716.4544
| 169 | 519147.6608
| 170 | 504612.3894
| 171 | 491512.5645
| 172 | 484479.8964
| 173 | 517700.6552
| 174 | 549970.3549
| 175 | 542634.6736
| 176 | 579140.699
| 177 | 619562.6627
| 178 | 650497.7467
| 179 | 657955.0325
| 180 | 668175.5486
| 181 | 675846.8995
| 182 | 673396.5927
| 183 | 674123.3344
| 184 | 670078.8469
| 185 | 649545.7007
| 186 | 638970.1125
| 187 | 695512.271
| 188 | 692701.2433
| 189 | 675649.9466
| 190 | 647110.7352
| 191 | 607602.4933
| 192 | 576216.7282
| 193 | 562151.5617
| 194 | 547464.5048
| 195 | 535920.8774
| 196 | 528452.5842
| 197 | 552060.1348
| 198 | 562674.8747
| 199 | 548303.0841
| 200 | 570488.0637
| 201 | 581540.5487
| 202 | 594547.9147
| 203 | 601681.5718
| 204 | 617377.8543
| 205 | 635789.9642
| 206 | 638041.4058
| 207 | 636566.6943
| 208 | 632077.2181
| 209 | 620865.8149
| 210 | 635499.298
| 211 | 712330.8953
| 212 | 716904.9436
| 213 | 701324.6306
| 214 | 672123.8436
| 215 | 637940.0711
| 216 | 608466.0792
| 217 | 579579.7406
| 218 | 561749.3575
| 219 | 547004.8464
| 220 | 536335.6695
| 221 | 564263.9506
| 222 | 579383.4303
| 223 | 567886.9643
| 224 | 589723.8212
| 225 | 606469.2546
| 226 | 613835.9236
| 227 | 613697.723
| 228 | 622665.041
| 229 | 630623.422
| 230 | 627159.2187
| 231 | 630293.9673
| 232 | 627210.6092
| 233 | 617828.7266
| 234 | 633800.3498
| 235 | 711767.92
| 236 | 719363.5934
| 237 | 706545.1809
| 238 | 680308.4615
| 239 | 646705.991
| 240 | 617870.8585
| 241 | 516149.5169
| 242 | 509769.9414
| 243 | 504825.8124
| 244 | 505948.8402
| 245 | 532193.7629
| 246 | 557939.2037
| 247 | 543437.184
| 248 | 560411.6893
| 249 | 586737.6476
| 250 | 604899.0393
| 251 | 602277.0952
| 252 | 600344.3715
| 253 | 595651.9627
| 254 | 603957.9009
| 255 | 609619.1793
| 256 | 614604.3896
| 257 | 601060.531
| 258 | 597551.3418
| 259 | 661419.6238
| 260 | 664891.5259
| 261 | 654238.2739
| 262 | 632097.1074
| 263 | 597309.1524
| 264 | 570499.0645
| 265 | 523924.6461
| 266 | 514760.8345
| 267 | 507032.4692
| 268 | 505515.8704
| 269 | 531196.6266
| 270 | 556010.3577
| 271 | 540938.3041
| 272 | 558266.7736
| 273 | 580431.2681
| 274 | 594400.7135
| 275 | 600174.7635
| 276 | 609010.4663
| 277 | 611942.7097
| 278 | 615878.6197
| 279 | 619016.7167
| 280 | 621264.4169
| 281 | 604735.9061
| 282 | 597830.2522
| 283 | 658302.0696
| 284 | 661014.2701
| 285 | 649341.592
| 286 | 626325.6088
| 287 | 588899.459
| 288 | 559508.7338
| 289 | 510296.1206
| 290 | 496371.6459
| 291 | 483940.1751
| 292 | 477720.4708
| 293 | 508267.5452
| 294 | 537561.5299
| 295 | 527345.6618
| 296 | 551827.2431
| 297 | 580239.3254
| 298 | 599468.5703
| 299 | 607081.3129
| 300 | 618968.8084
| 301 | 627608.4954
| 302 | 631851.1869
| 303 | 638251.4062
| 304 | 641945.7337
| 305 | 620978.2861
| 306 | 609852.3224
| 307 | 665988.7149
| 308 | 665585.652
| 309 | 650797.7105
| 310 | 624724.0215
| 311 | 583300.6329
| 312 | 550057.2785
| 313 | 497049.5936
| 314 | 488900.9128
| 315 | 482187.6784
| 316 | 481686.2105
| 317 | 514119.7116
| 318 | 545022.9965
| 319 | 536586.839
| 320 | 568953.0776
| 321 | 605094.4708
| 322 | 632037.4746
| 323 | 641961.2879
| 324 | 655606.5104
| 325 | 665888.745
| 326 | 666068.3359
| 327 | 667923.0254
| 328 | 666970.2628
| 329 | 641739.6451
| 330 | 626213.54
| 331 | 678007.3488
| 332 | 669857.2196
| 333 | 647524.3789
| 334 | 613646.066
| 335 | 575430.7199
| 336 | 545395.4082
| 337 | 495393.5987
| 338 | 479611.5348
| 339 | 465264.9172
| 340 | 456985.4565
| 341 | 505257.4102
| 342 | 552124.3781
| 343 | 559733.8514
| 344 | 596325.9065
| 345 | 636295.0303
| 346 | 667202.9534
| 347 | 674670.485
| 348 | 686423.1657
| 349 | 694209.9065
| 350 | 693780.2256
| 351 | 695702.949
| 352 | 694360.1742
| 353 | 665193.8927
| 354 | 645572.6152
| 355 | 693328.809
| 356 | 688153.6289
| 357 | 668708.6851
| 358 | 637862.8788
| 359 | 598667.6237
| 360 | 567594.8453
| 361 | 553582.941
| 362 | 536780.002
| 363 | 522860.768
| 364 | 513074.4256
| 365 | 554937.5554
| 366 | 583796.4805
| 367 | 586643.245
| 368 | 607550.7275
| 369 | 616396.6173
| 370 | 626789.861
| 371 | 633964.8793
| 372 | 649931.4601
| 373 | 669150.6376
| 374 | 673388.0145
| 375 | 673582.065
| 376 | 673811.4268
| 377 | 655383.7003
| 378 | 662427.6127
| 379 | 731612.0817
| 380 | 735575.3335
| 381 | 719182.0567
| 382 | 689312.9156
| 383 | 657212.6669
| 384 | 630081.9234
| 385 | 603423.7184
| 386 | 571589.9702
| 387 | 542697.4844
| 388 | 518024.9425
| 389 | 563040.5175
| 390 | 594935.5143
| 391 | 600757.099
| 392 | 625327.3884
| 393 | 637650.9847
| 394 | 651121.9749
| 395 | 655719.4471
| 396 | 669153.716
| 397 | 685542.5626
| 398 | 690738.7571
| 399 | 691832.1993
| 400 | 692928.9323
| 401 | 671949.9486
| 402 | 676510.2983
| 403 | 743153.6471
| 404 | 745703.1609
| 405 | 727751.5365
| 406 | 696468.6574
| 407 | 657831.4815
| 408 | 624106.2532
| 409 | 517552.3733
| 410 | 503917.1179
| 411 | 491804.3609
| 412 | 485758.7608
| 413 | 525445.6469
| 414 | 564655.6731
| 415 | 563054.5033
| 416 | 597197.5632
| 417 | 634275.6358
| 418 | 662405.9819
| 419 | 668579.8001
| 420 | 678688.1192
| 421 | 692129.0358
| 422 | 695749.6711
| 423 | 698042.7024
| 424 | 700563.4728
| 425 | 669831.4228
| 426 | 648414.9816
| 427 | 694318.4542
| 428 | 688880.6859
| 429 | 669202.6487
| 430 | 638094.2542
| 431 | 607807.2376
| 432 | 585555.6457
| 433 | 543482.1658
| 434 | 524114.3561
| 435 | 506181.9928
| 436 | 494374.3439
| 437 | 530243.1424
| 438 | 565682.4787
| 439 | 560623.6673
| 440 | 591215.314
| 441 | 631997.6048
| 442 | 661400.8176
| 443 | 667590.6045
| 444 | 676322.3889
| 445 | 680441.1942
| 446 | 672827.1716
| 447 | 671567.8134
| 448 | 665683.3303
| 449 | 645415.3065
| 450 | 635118.056
| 451 | 691996.1097
| 452 | 690774.356
| 453 | 675369.8908
| 454 | 648535.0684
| 455 | 608272.852
| 456 | 576133.1123
| 457 | 524229.0422
| 458 | 516378.1713
| 459 | 509905.1893
| 460 | 509556.9217
| 461 | 536294.1943
| 462 | 562728.9734
| 463 | 550395.5023
| 464 | 567165.6498
| 465 | 589554.7202
| 466 | 598336.8684
| 467 | 602849.0061
| 468 | 607422.763
| 469 | 599997.4916
| 470 | 611183.2716
| 471 | 615489.5751
| 472 | 622298.4286
| 473 | 606833.4614
| 474 | 601402.5392
| 475 | 663233.9733
| 476 | 664820.2233
| 477 | 651934.5426
| 478 | 627850.1664
| 479 | 591690.2814
| 480 | 563652.8731
| 481 | 515648.9672
| 482 | 500247.4699
| 483 | 486281.419
| 484 | 478324.9676
| 485 | 501837.9613
| 486 | 526590.438
| 487 | 514723.6407
| 488 | 535628.3618
| 489 | 568965.4682
| 490 | 586881.5132
| 491 | 581313.592
| 492 | 575504.7895
| 493 | 570842.4695
| 494 | 584191.3888
| 495 | 600086.1542
| 496 | 612284.041
| 497 | 596327.0718
| 498 | 589863.8374
| 499 | 650720.5168
| 500 | 652631.2078
| 501 | 640416.7447
| 502 | 616714.367
| 503 | 584395.657
| 504 | 560054.8141
| 505 | 515949.6406
| 506 | 501898.5967
| 507 | 489370.0513
| 508 | 482908.6628
| 509 | 505802.5555
| 510 | 530100.9466
| 511 | 516626.2422
| 512 | 547695.3684
| 513 | 588796.3015
| 514 | 612015.9156
| 515 | 619821.198
| 516 | 627425.2866
| 517 | 636429.9453
| 518 | 636963.8312
| 519 | 638940.272
| 520 | 638137.103
| 521 | 615458.7806
| 522 | 602201.7579
| 523 | 656120.0394
| 524 | 660160.3575
| 525 | 649960.4066
| 526 | 628330.0985
| 527 | 596909.9725
| 528 | 573612.3234
| 529 | 567635.2729
| 530 | 549689.7747
| 531 | 534743.0966
| 532 | 524016.3622
| 533 | 542984.3896
| 534 | 551368.5433
| 535 | 536187.1251
| 536 | 561901.9036
| 537 | 569648.285
| 538 | 583024.9052
| 539 | 588385.3706
| 540 | 601623.4701
| 541 | 619038.6785
| 542 | 622111.5843
| 543 | 620700.0343
| 544 | 619970.3795
| 545 | 606186.0777
| 546 | 617648.1718
| 547 | 691106.2129
| 548 | 701864.6847
| 549 | 692209.0705
| 550 | 669135.1495
| 551 | 633425.3876
| 552 | 602685.1308
| 553 | 572474.9701
| 554 | 555627.3596
| 555 | 541865.6212
| 556 | 532179.217
| 557 | 551610.7554
| 558 | 560914.3715
| 559 | 544661.814
| 560 | 572733.8581
| 561 | 587994.6734
| 562 | 605885.5877
| 563 | 615330.231
| 564 | 635595.6862
| 565 | 656581.2659
| 566 | 652775.174
| 567 | 645487.5168
| 568 | 637899.7481
| 569 | 621737.7679
| 570 | 630828.5506
| 571 | 702117.4475
| 572 | 709146.9958
| 573 | 696022.1826
| 574 | 669219.3381
| 575 | 631747.6297
| 576 | 599043.2594
| 577 | 493452.68
| 578 | 480549.9223
| 579 | 469082.611
| 580 | 463769.5088
| 581 | 489555.6339
| 582 | 516574.0044
| 583 | 502908.9321
| 584 | 541256.8744
| 585 | 578232.6794
| 586 | 608933.2338
| 587 | 618964.943
| 588 | 633223.0554
| 589 | 644188.5633
| 590 | 642538.7137
| 591 | 642288.8007
| 592 | 639395.148
| 593 | 615223.9689
| 594 | 600482.7648
| 595 | 653119.0319
| 596 | 650887.8744
| 597 | 634416.448
| 598 | 606514.6643
| 599 | 566084.0708
| 600 | 533631.3444
| 601 | 481471.845
| 602 | 471412.3128
| 603 | 462932.8366
| 604 | 460578.0748
| 605 | 494191.6406
| 606 | 526518.1704
| 607 | 518780.0735
| 608 | 553523.5439
| 609 | 592040.8
| 610 | 620836.9861
| 611 | 631465.3231
| 612 | 646652.0597
| 613 | 658064.5158
| 614 | 657482.9232
| 615 | 657989.0321
| 616 | 655915.9159
| 617 | 629357.0531
| 618 | 612168.9397
| 619 | 662213.6881
| 620 | 658766.6644
| 621 | 640847.71
| 622 | 611672.5027
| 623 | 572478.6793
| 624 | 541407.3327
| 625 | 490514.0981
| 626 | 474942.7919
| 627 | 460806.9321
| 628 | 452680.6717
| 629 | 496563.9813
| 630 | 538909.7425
| 631 | 541337.9635
| 632 | 578738.7873
| 633 | 619751.2866
| 634 | 650871.5253
| 635 | 660210.9869
| 636 | 673810.9781
| 637 | 683876.3526
| 638 | 682636.0088
| 639 | 682392.4529
| 640 | 679717.7764
| 641 | 652360.8633
| 642 | 634334.5869
| 643 | 683628.2243
| 644 | 679834.4239
| 645 | 661770.8599
| 646 | 632306.4334
| 647 | 591722.6395
| 648 | 559116.7129
| 649 | 506746.4557
| 650 | 490478.7325
| 651 | 475704.0132
| 652 | 466938.8933
| 653 | 507947.7633
| 654 | 547674.388
| 655 | 547090.7989
| 656 | 585125.7874
| 657 | 626790.8368
| 658 | 659054.4465
| 659 | 669493.0199
| 660 | 683948.0462
| 661 | 695204.4184
| 662 | 693698.3336
| 663 | 693767.7659
| 664 | 689763.3253
| 665 | 662647.6181
| 666 | 644944.3509
| 667 | 694618.555
| 668 | 692988.1717
| 669 | 676885.8577
| 670 | 649584.8482
| 671 | 609175.1587
| 672 | 576887.9459
| 673 | 524749.3504
| 674 | 507094.5204
| 675 | 490962.1889
| 676 | 480954.5717
| 677 | 518127.8764
| 678 | 553901.0933
| 679 | 549599.7098
| 680 | 587364.0177
| 681 | 628334.7263
| 682 | 660362.2729
| 683 | 670553.6698
| 684 | 685074.6567
| 685 | 696295.8014
| 686 | 696477.4526
| 687 | 698275.2204
| 688 | 697290.6752
| 689 | 671585.3513
| 690 | 655292.9585
| 691 | 706175.8699
| 692 | 704341.8877
| 693 | 688238.1419
| 694 | 660791.0911
| 695 | 620180.6662
| 696 | 587692.7181
| 697 | 572467.8112
| 698 | 553682.7182
| 699 | 537838.8877
| 700 | 526157.4435
| 701 | 559443.8158
| 702 | 579269.8287
| 703 | 572672.3527
| 704 | 598631.3568
| 705 | 612561.387
| 706 | 626842.0722
| 707 | 634695.5201
| 708 | 651587.2559
| 709 | 672148.4207
| 710 | 673831.0053
| 711 | 671900.1793
| 712 | 670097.7875
| 713 | 653266.9592
| 714 | 661460.5896
| 715 | 731852.3341
| 716 | 734452.2465
| 717 | 716695.6304
| 718 | 685463.1499
| 719 | 643763.9728
| 720 | 606976.7433
| 721 | 570517.4427
| 722 | 549678.3205
| 723 | 531867.5129
| 724 | 518189.597
| 725 | 558165.0516
| 726 | 584629.2372
| 727 | 585058.6071
| 728 | 611648.8623
| 729 | 625560.676
| 730 | 640833.0252
| 731 | 648981.0328
| 732 | 666569.5107
| 733 | 687275.6845
| 734 | 687701.3324
| 735 | 684150.0512
| 736 | 680345.6394
| 737 | 661601.9137
| 738 | 667949.4091
| 739 | 736495.0186
| 740 | 742479.9414
| 741 | 728252.9453
| 742 | 700405.4752
| 743 | 659743.7647
| 744 | 624051.5593
| 745 | 515328.5352
| 746 | 494521.7883
| 747 | 475092.9302
| 748 | 461933.3962
| 749 | 504548.4695
| 750 | 545917.0791
| 751 | 547270.4441
| 752 | 587285.5849
| 753 | 630528.2165
| 754 | 664245.4763
| 755 | 673107.0976
| 756 | 686470.4072
| 757 | 696426.3539
| 758 | 690878.3201
| 759 | 685509.1509
| 760 | 677669.0863
| 761 | 653030.3629
| 762 | 637664.617
| 763 | 689618.7849
| 764 | 689636.6649
| 765 | 675125.0567
| 766 | 649327.7009
| 767 | 612298.7264
| 768 | 583305.1765
| 769 | 534402.6865
| 770 | 511741.2139
| 771 | 490370.578
| 772 | 475154.1512
| 773 | 516530.9309
| 774 | 557181.1687
| 775 | 556638.484
| 776 | 592929.0725
| 777 | 632760.3403
| 778 | 663233.2706
| 779 | 668574.6113
| 780 | 678872.9102
| 781 | 685606.0483
| 782 | 682201.3538
| 783 | 679974.2523
| 784 | 674858.8361
| 785 | 652444.7655
| 786 | 639441.7403
| 787 | 693758.6289
| 788 | 693606.6999
| 789 | 679069.8924
| 790 | 653102.7277
| 791 | 615145.6744
| 792 | 585166.4884
| 793 | 535278.3621
| 794 | 516060.8892
| 795 | 498336.4201
| 796 | 486621.5505
| 797 | 523620.8998
| 798 | 559307.9409
| 799 | 554705.0807
| 800 | 590693.5782
| 801 | 629863.9758
| 802 | 659584.203
| 803 | 668202.2731
| 804 | 681046.5173
| 805 | 690854.9907
| 806 | 687693.0829
| 807 | 686071.668
| 808 | 681400.1346
| 809 | 657466.5849
| 810 | 642936.1386
| 811 | 695668.0485
| 812 | 693581.5006
| 813 | 677167.6317
| 814 | 649410.4576
| 815 | 613045.5419
| 816 | 584745.5455
| 817 | 536594.1664
| 818 | 520403.473
| 819 | 505503.6162
| 820 | 496815.526
| 821 | 529762.8438
| 822 | 561632.8712
| 823 | 553377.8064
| 824 | 590850.9665
| 825 | 632046.2137
| 826 | 663316.3037
| 827 | 671349.4579
| 828 | 684211.4218
| 829 | 693204.4889
| 830 | 681834.3117
| 831 | 671812.311
| 832 | 658483.65
| 833 | 639224.2968
| 834 | 629110.6004
| 835 | 686316.8177
| 836 | 687295.1346
| 837 | 673946.1304
| 838 | 649051.654
| 839 | 610669.3626
| 840 | 580264.9383
| 841 | 529894.0164
| 842 | 516483.2638
| 843 | 504507.9576
| 844 | 498542.2507
| 845 | 533798.8308
| 846 | 567694.5039
| 847 | 561385.5881
| 848 | 600030.1118
| 849 | 642155.9606
| 850 | 674369.594
| 851 | 683485.1125
| 852 | 697887.5969
| 853 | 708688.9542
| 854 | 698994.0752
| 855 | 690430.617
| 856 | 678853.482
| 857 | 652275.243
| 858 | 634797.9104
| 859 | 684640.4916
| 860 | 686861.3057
| 861 | 674754.7988
| 862 | 651217.9346
| 863 | 615409.1217
| 864 | 587722.7855
| 865 | 577010.2712
| 866 | 558266.9862
| 867 | 542522.5211
| 868 | 530997.9998
| 869 | 556397.441
| 870 | 569339.7657
| 871 | 554692.7873
| 872 | 587797.4794
| 873 | 608122.6851
| 874 | 628932.7092
| 875 | 639198.9398
| 876 | 658769.4241
| 877 | 683465.247
| 878 | 681069.9693
| 879 | 677136.2057
| 880 | 672287.4949
| 881 | 653346.8524
| 882 | 659464.1178
| 883 | 727664.3824
| 884 | 732151.3787
| 885 | 716079.6793
| 886 | 686589.6731
| 887 | 647465.4062
| 888 | 613253.0869
| 889 | 579426.254
| 890 | 564880.9431
| 891 | 553334.4522
| 892 | 546007.9051
| 893 | 572005.6206
| 894 | 584955.6883
| 895 | 571052.7952
| 896 | 597205.4889
| 897 | 607781.0599
| 898 | 619100.587
| 899 | 626501.9064
| 900 | 645322.1403
| 901 | 666393.7097
| 902 | 666549.5662
| 903 | 662069.1868
| 904 | 657659.0612
| 905 | 641683.8723
| 906 | 650721.3928
| 907 | 721754.8604
| 908 | 728924.723
| 909 | 715593.4474
| 910 | 688786.3075
| 911 | 648040.4084
| 912 | 612264.0144
| 913 | 503514.3592
| 914 | 493574.2373
| 915 | 485127.1193
| 916 | 482834.2103
| 917 | 513657.9889
| 918 | 544475.0421
| 919 | 532947.7051
| 920 | 567332.4133
| 921 | 606497.5033
| 922 | 632190.8539
| 923 | 639626.7604
| 924 | 655099.3931
| 925 | 666768.5785
| 926 | 662171.4046
| 927 | 662124.6237
| 928 | 656113.162
| 929 | 634694.4365
| 930 | 623028.1195
| 931 | 678479.5493
| 932 | 680405.4171
| 933 | 668003.9638
| 934 | 644057.0384
| 935 | 606479.12
| 936 | 576821.5114
| 937 | 527254.9625
| 938 | 505204.2866
| 939 | 484444.4474
| 940 | 469953.9322
| 941 | 505916.6081
| 942 | 542213.6026
| 943 | 540462.9651
| 944 | 577853.4944
| 945 | 620569.5494
| 946 | 654093.8442
| 947 | 663017.6934
| 948 | 677152.1102
| 949 | 687897.7055
| 950 | 682407.9051
| 951 | 678398.4242
| 952 | 671287.5685
| 953 | 647262.5869
| 954 | 632468.1206
| 955 | 684791.401
| 956 | 682328.5818
| 957 | 665538.4415
| 958 | 637260.3865
| 959 | 600178.1498
| 960 | 571160.8325
| 961 | 522234.5749
| 962 | 507603.6608
| 963 | 494408.193
| 964 | 487424.4918
| 965 | 512298.1631
| 966 | 539583.0592
| 967 | 525479.6165
| 968 | 565482.0932
| 969 | 608776.7771
| 970 | 644606.3968
| 971 | 653832.0792
| 972 | 668982.8911
| 973 | 680694.9182
| 974 | 681071.6277
| 975 | 682770.3851
| 976 | 681556.0624
| 977 | 656080.3371
| 978 | 639982.9525
| 979 | 691147.9242
| 980 | 687988.688
| 981 | 670559.6882
| 982 | 641729.8258
| 983 | 601355.358
| 984 | 569160.9244
| 985 | 516912.9411
| 986 | 498154.4963
| 987 | 480686.8883
| 988 | 469488.6042
| 989 | 509300.5705
| 990 | 547692.9568
| 991 | 545967.2094
| 992 | 592309.0452
| 993 | 641940.5381
| 994 | 682046.244
| 995 | 692587.4487
| 996 | 708375.6984
| 997 | 720853.2572
| 998 | 717018.3091
| 999 | 714707.5602
| 1000 | 709173.472
| 1001 | 681249.8553
| 1002 | 662784.0229
| 1003 | 711551.0522
| 1004 | 705857.8547
| 1005 | 685750.2839
| 1006 | 654299.408
| 1007 | 614093.3174
| 1008 | 581922.6513
| 1009 | 529785.4876
| 1010 | 510395.3422
| 1011 | 492440.6432
| 1012 | 480553.1011
| 1013 | 521833.0868
| 1014 | 561763.0714
| 1015 | 561448.9772
| 1016 | 603026.2255
| 1017 | 647798.5776
| 1018 | 682733.1726
| 1019 | 690541.3816
| 1020 | 703782.9443
| 1021 | 712819.7192
| 1022 | 711544.4887
| 1023 | 711852.5655
| 1024 | 709051.798
| 1025 | 686048.6036
| 1026 | 672121.795
| 1027 | 725514.9002
| 1028 | 720423.9086
| 1029 | 700948.0384
| 1030 | 670041.8111
| 1031 | 629665.9115
| 1032 | 597412.4887
| 1033 | 582132.8878
| 1034 | 565918.4097
| 1035 | 552645.1941
| 1036 | 543447.3127
| 1037 | 571114.383
| 1038 | 585468.8993
| 1039 | 573228.7675
| 1040 | 606670.3728
| 1041 | 627688.5378
| 1042 | 649111.5262
| 1043 | 659119.4668
| 1044 | 678973.0338
| 1045 | 702909.8738
| 1046 | 699256.8132
| 1047 | 693782.3716
| 1048 | 690188.3711
| 1049 | 674211.013
| 1050 | 683251.3971
| 1051 | 754489.8954
| 1052 | 761343.9077
| 1053 | 747841.3914
| 1054 | 720775.9587
| 1055 | 680521.4459
| 1056 | 644976.7137
| 1057 | 609875.0253
| 1058 | 585942.9755
| 1059 | 564894.6307
| 1060 | 547979.1775
| 1061 | 582179.3437
| 1062 | 603064.695
| 1063 | 597326.2001
| 1064 | 628957.7082
| 1065 | 648002.5075
| 1066 | 667707.0569
| 1067 | 676529.2159
| 1068 | 699325.1289
| 1069 | 714174.3084
| 1070 | 705027.5844
| 1071 | 703879.8567
| 1072 | 697919.393
| 1073 | 687974.9848
| 1074 | 701123.4273
| 1075 | 776412.4266
| 1076 | 783118.9657
| 1077 | 769468.9762
| 1078 | 742343.1225
| 1079 | 700440.3464
| 1080 | 663391.9606
| 1081 | 553283.2614
| 1082 | 535277.3593
| 1083 | 518562.2939
| 1084 | 508001.4376
| 1085 | 535908.141
| 1086 | 564754.5374
| 1087 | 553709.4649
| 1088 | 585194.0531
| 1089 | 609247.9725
| 1090 | 642164.4387
| 1091 | 624371.6774
| 1092 | 610879.1476
| 1093 | 583402.1581
| 1094 | 579275.2489
| 1095 | 578541.7141
| 1096 | 569477.3659
| 1097 | 568296.0014
| 1098 | 576806.0187
| 1099 | 652635.9499
| 1100 | 657248.1203
| 1101 | 647532.9695
| 1102 | 626474.5137
| 1103 | 592952.8235
| 1104 | 567351.443
| 1105 | 521841.1222
| 1106 | 505684.2187
| 1107 | 491020.3191
| 1108 | 482366.0188
| 1109 | 516011.9098
| 1110 | 549231.7233
| 1111 | 545454.1717
| 1112 | 563681.1781
| 1113 | 585288.5891
| 1114 | 607481.0311
| 1115 | 584480.2777
| 1116 | 588060.9617
| 1117 | 575757.7532
| 1118 | 592694.4828
| 1119 | 611279.4681
| 1120 | 629240.7797
| 1121 | 614830.8026
| 1122 | 609632.4012
| 1123 | 671696.3561
| 1124 | 671244.3265
| 1125 | 656407.4182
| 1126 | 630082.5952
| 1127 | 597153.0885
| 1128 | 572143.8915
| 1129 | 527283.3118
| 1130 | 514894.8489
| 1131 | 503999.3899
| 1132 | 499113.5303
| 1133 | 530808.1938
| 1134 | 561537.562
| 1135 | 557854.4934
| 1136 | 577672.2298
| 1137 | 605305.0023
| 1138 | 623091.4829
| 1139 | 620310.6042
| 1140 | 620731.1429
| 1141 | 619976.8375
| 1142 | 622898.2052
| 1143 | 629359.6874
| 1144 | 629639.331
| 1145 | 611417.7293
| 1146 | 601867.2944
| 1147 | 659694.3309
| 1148 | 662955.4752
| 1149 | 651946.8559
| 1150 | 629450.3219
| 1151 | 596998.4564
| 1152 | 572726.6253
| 1153 | 528343.6868
| 1154 | 510281.659
| 1155 | 493655.0776
| 1156 | 483038.0956
| 1157 | 520604.6296
| 1158 | 557524.9688
| 1159 | 556817.535
| 1160 | 588806.3741
| 1161 | 620488.485
| 1162 | 644413.9458
| 1163 | 645361.9448
| 1164 | 651902.8577
| 1165 | 650157.7976
| 1166 | 641620.2364
| 1167 | 636131.3519
| 1168 | 624365.5386
| 1169 | 611183.204
| 1170 | 606933.7854
| 1171 | 670004.2805
| 1172 | 668476.6989
| 1173 | 652419.6291
| 1174 | 625076.8117
| 1175 | 589757.9533
| 1176 | 562474.5195
| 1177 | 515282.1455
| 1178 | 505749.2215
| 1179 | 497651.7437
| 1180 | 495708.475
| 1181 | 519454.3761
| 1182 | 544755.7594
| 1183 | 530156.1941
| 1184 | 566145.5178
| 1185 | 604935.0079
| 1186 | 634005.7146
| 1187 | 639923.5351
| 1188 | 656392.6355
| 1189 | 662629.8642
| 1190 | 661318.9581
| 1191 | 663117.3501
| 1192 | 662678.7721
| 1193 | 646096.833
| 1194 | 638732.1509
| 1195 | 698542.7731
| 1196 | 696841.0873
| 1197 | 680869.6378
| 1198 | 653352.7162
| 1199 | 616444.5838
| 1200 | 587658.9281
| 1201 | 575847.0945
| 1202 | 557059.138
| 1203 | 541270.0014
| 1204 | 529498.6415
| 1205 | 554270.2236
| 1206 | 565619.009
| 1207 | 555372.8921
| 1208 | 586253.8878
| 1209 | 600069.9842
| 1210 | 608301.1109
| 1211 | 609911.7946
| 1212 | 622858.5959
| 1213 | 638365.6647
| 1214 | 642149.2366
| 1215 | 641574.3405
| 1216 | 641058.7838
| 1217 | 627165.3533
| 1218 | 638397.2174
| 1219 | 711567.471
| 1220 | 719348.1302
| 1221 | 706772.2609
| 1222 | 680633.4751
| 1223 | 641566.7657
| 1224 | 607267.3943
| 1225 | 573295.9518
| 1226 | 558148.4349
| 1227 | 545740.0134
| 1228 | 537551.5357
| 1229 | 564502.8199
| 1230 | 578834.528
| 1231 | 565720.5247
| 1232 | 594568.4051
| 1233 | 607328.3918
| 1234 | 621494.8941
| 1235 | 626333.5379
| 1236 | 642403.138
| 1237 | 662672.0596
| 1238 | 668691.0856
| 1239 | 667056.1739
| 1240 | 667426.331
| 1241 | 651907.3425
| 1242 | 661892.4139
| 1243 | 733873.4325
| 1244 | 738391.3551
| 1245 | 722552.7493
| 1246 | 693295.8366
| 1247 | 652434.8225
| 1248 | 616543.3136
| 1249 | 507620.9859
| 1250 | 488512.9008
| 1251 | 470840.2621
| 1252 | 459321.8325
| 1253 | 496539.3003
| 1254 | 533436.6752
| 1255 | 531324.5152
| 1256 | 567909.2997
| 1257 | 602152.308
| 1258 | 627623.2848
| 1259 | 636992.566
| 1260 | 652696.7302
| 1261 | 663193.3478
| 1262 | 661348.8279
| 1263 | 661653.487
| 1264 | 658406.4814
| 1265 | 636834.9451
| 1266 | 624434.1259
| 1267 | 679353.2205
| 1268 | 675075.1926
| 1269 | 656325.2341
| 1270 | 626231.9705
| 1271 | 586434.5094
| 1272 | 554557.3579
| 1273 | 502771.2662
| 1274 | 491185.7447
| 1275 | 481035.6695
| 1276 | 477097.3608
| 1277 | 507232.5971
| 1278 | 535899.6103
| 1279 | 524567.3847
| 1280 | 566124.3045
| 1281 | 606971.2616
| 1282 | 631095.6079
| 1283 | 639179.8222
| 1284 | 653929.8149
| 1285 | 665361.7074
| 1286 | 668026.4775
| 1287 | 670604.0934
| 1288 | 671317.8821
| 1289 | 649151.3889
| 1290 | 636118.8691
| 1291 | 690406.263
| 1292 | 687230.4182
| 1293 | 669669.6948
| 1294 | 640823.2238
| 1295 | 600621.4284
| 1296 | 568542.1098
| 1297 | 516466.799
| 1298 | 497188.905
| 1299 | 479288.8999
| 1300 | 467513.6092
| 1301 | 509735.1352
| 1302 | 550444.1905
| 1303 | 551270.893
| 1304 | 589905.2468
| 1305 | 631509.5101
| 1306 | 662854.2345
| 1307 | 668395.9182
| 1308 | 680361.0834
| 1309 | 688245.3556
| 1310 | 690061.3088
| 1311 | 686986.487
| 1312 | 684629.5307
| 1313 | 663928.2007
| 1314 | 652250.4295
| 1315 | 707747.9625
| 1316 | 702633.2034
| 1317 | 683133.5657
| 1318 | 652203.5709
| 1319 | 610695.9937
| 1320 | 577310.8932
| 1321 | 523872.243
| 1322 | 505519.5642
| 1323 | 488515.2796
| 1324 | 477665.2041
| 1325 | 518581.7143
| 1326 | 557513.7207
| 1327 | 556669.2973
| 1328 | 594815.9058
| 1329 | 635774.0448
| 1330 | 666945.2591
| 1331 | 675470.6988
| 1332 | 690934.8626
| 1333 | 702626.0902
| 1334 | 703209.4755
| 1335 | 705200.0422
| 1336 | 704354.0158
| 1337 | 682238.355
| 1338 | 669176.3406
| 1339 | 723491.7974
| 1340 | 719421.6638
| 1341 | 700937.1569
| 1342 | 671051.7876
| 1343 | 631220.5365
| 1344 | 599511.7621
| 1345 | 547749.438
| 1346 | 528760.7633
| 1347 | 511149.9774
| 1348 | 499808.5155
| 1349 | 536828.7516
| 1350 | 572079.8119
| 1351 | 567422.0573
| 1352 | 603896.1096
| 1353 | 643196.5241
| 1354 | 672172.1979
| 1355 | 680571.1186
| 1356 | 696445.1274
| 1357 | 707601.1706
| 1358 | 706825.4919
| 1359 | 706607.7495
| 1360 | 703945.2975
| 1361 | 679164.0406
| 1362 | 663594.6958
| 1363 | 715402.8224
| 1364 | 711464.4124
| 1365 | 693054.0716
| 1366 | 663357.9834
| 1367 | 623491.5105
| 1368 | 591660.4623
| 1369 | 576947.8457
| 1370 | 560767.1576
| 1371 | 547440.6798
| 1372 | 538276.5883
| 1373 | 567552.8314
| 1374 | 586419.3896
| 1375 | 577849.7205
| 1376 | 606976.5314
| 1377 | 624918.7654
| 1378 | 643277.4732
| 1379 | 646834.3203
| 1380 | 662339.7782
| 1381 | 680206.9146
| 1382 | 681481.8161
| 1383 | 678448.883
| 1384 | 675185.2138
| 1385 | 659805.3182
| 1386 | 669445.0448
| 1387 | 741167.7705
| 1388 | 746345.4566
| 1389 | 731109.0568
| 1390 | 702396.7926
| 1391 | 661941.5445
| 1392 | 626253.6344
| 1393 | 590951.2107
| 1394 | 573752.5282
| 1395 | 559495.1081
| 1396 | 549515.1893
| 1397 | 576072.7288
| 1398 | 589520.4025
| 1399 | 576313.5727
| 1400 | 605256.9814
| 1401 | 621892.5329
| 1402 | 638400.5125
| 1403 | 644266.8897
| 1404 | 661921.2694
| 1405 | 681590.3819
| 1406 | 687262.1029
| 1407 | 688215.0432
| 1408 | 689395.541
| 1409 | 676310.2865
| 1410 | 688370.2911
| 1411 | 762426.2429
| 1412 | 768270.8514
| 1413 | 753671.8792
| 1414 | 725539.4853
| 1415 | 684418.7466
| 1416 | 648209.9556
| 1417 | 543043.7552
| 1418 | 520326.1569
| 1419 | 498841.8379
| 1420 | 483771.4525
| 1421 | 526460.4957
| 1422 | 569556.4758
| 1423 | 572749.5185
| 1424 | 611577.9885
| 1425 | 656062.6921
| 1426 | 686067.667
| 1427 | 695834.1722
| 1428 | 716683.2129
| 1429 | 731211.2215
| 1430 | 723643.1862
| 1431 | 716886.608
| 1432 | 708557.9805
| 1433 | 687690.567
| 1434 | 675927.1755
| 1435 | 731628.3074
| 1436 | 729426.6446
| 1437 | 712840.1032
| 1438 | 684967.8141
| 1439 | 644009.1808
| 1440 | 610970.857
| 1441 | 558225.7603
| 1442 | 534528.2528
| 1443 | 512266.1918
| 1444 | 496273.4547
| 1445 | 534194.4727
| 1446 | 571253.7817
| 1447 | 567453.3102
| 1448 | 601347.5355
| 1449 | 639115.0323
| 1450 | 665922.6772
| 1451 | 674065.6131
| 1452 | 689949.2764
| 1453 | 701285.2884
| 1454 | 698790.4262
| 1455 | 697456.6197
| 1456 | 692811.0602
| 1457 | 670191.3719
| 1458 | 656772.5583
| 1459 | 710760.7106
| 1460 | 707433.0972
| 1461 | 689633.5531
| 1462 | 660635.3136
| 1463 | 619098.2418
| 1464 | 585741.2042
| 1465 | 532417.669
| 1466 | 512421.0223
| 1467 | 494004.4315
| 1468 | 481654.9977
| 1469 | 518502.7861
| 1470 | 554244.9779
| 1471 | 549859.758
| 1472 | 587684.8735
| 1473 | 626647.4514
| 1474 | 655728.6659
| 1475 | 664008.8248
| 1476 | 680189.5779
| 1477 | 691540.6422
| 1478 | 687767.1073
| 1479 | 685397.4808
| 1480 | 679615.5704
| 1481 | 659509.7327
| 1482 | 648834.2063
| 1483 | 696601.568
| 1484 | 702933.0178
| 1485 | 685973.0686
| 1486 | 657756.8664
| 1487 | 615961.5018
| 1488 | 582433.2235
| 1489 | 528908.9529
| 1490 | 510212.361
| 1491 | 493153.3825
| 1492 | 482104.0034
| 1493 | 526083.7404
| 1494 | 570527.9861
| 1495 | 574382.2612
| 1496 | 610839.3369
| 1497 | 658664.3035
| 1498 | 692646.8805
| 1499 | 699573.187
| 1500 | 711128.0417
| 1501 | 720248.5485
| 1502 | 715479.1302
| 1503 | 711634.8465
| 1504 | 704611.6744
| 1505 | 682445.9629
| 1506 | 669692.6398
| 1507 | 715439.7622
| 1508 | 720441.6627
| 1509 | 702441.3833
| 1510 | 672953.1892
| 1511 | 630606.0172
| 1512 | 596583.489
| 1513 | 542449.8536
| 1514 | 523112.9703
| 1515 | 505356.1431
| 1516 | 493666.4727
| 1517 | 536076.6026
| 1518 | 580131.8069
| 1519 | 584608.0051
| 1520 | 618169.6412
| 1521 | 671136.2284
| 1522 | 707434.0411
| 1523 | 710889.5035
| 1524 | 719966.2549
| 1525 | 722810.2563
| 1526 | 717099.899
| 1527 | 712034.9354
| 1528 | 703911.95
| 1529 | 681417.946
| 1530 | 668355.9316
| 1531 | 713736.8051
| 1532 | 719138.7444
| 1533 | 701278.7792
| 1534 | 672133.0666
| 1535 | 629785.8945
| 1536 | 595416.5897
| 1537 | 578367.8834
| 1538 | 556692.03
| 1539 | 538159.6061
| 1540 | 523644.9589
| 1541 | 558643.4531
| 1542 | 580675.1034
| 1543 | 579307.6532
| 1544 | 595296.7923
| 1545 | 619019.4291
| 1546 | 634474.6207
| 1547 | 642523.0237
| 1548 | 664193.0951
| 1549 | 687697.7914
| 1550 | 690577.0564
| 1551 | 688665.9875
| 1552 | 686603.1838
| 1553 | 673192.7323
| 1554 | 684761.3506
| 1555 | 749680.5519
| 1556 | 762898.5326
| 1557 | 746738.3494
| 1558 | 717246.9114
| 1559 | 672596.5527
| 1560 | 632915.6991
| 1561 | 593562.7745
| 1562 | 572003.4678
| 1563 | 553442.981
| 1564 | 539044.8806
| 1565 | 572630.5918
| 1566 | 592708.373
| 1567 | 586436.5578
| 1568 | 607987.533
| 1569 | 635016.5484
| 1570 | 652662.577
| 1571 | 659976.2616
| 1572 | 680968.0165
| 1573 | 702805.0032
| 1574 | 700199.9628
| 1575 | 692860.7029
| 1576 | 685397.5663
| 1577 | 669701.1976
| 1578 | 679189.1556
| 1579 | 742142.8116
| 1580 | 755298.9394
| 1581 | 739221.513
| 1582 | 709668.2221
| 1583 | 667274.0598
| 1584 | 629994.0122
| 1585 | 519538.5363
| 1586 | 503352.1381
| 1587 | 488745.796
| 1588 | 480206.6107
| 1589 | 516676.5055
| 1590 | 551720.0353
| 1591 | 546662.8532
| 1592 | 576689.6333
| 1593 | 628009.9403
| 1594 | 659693.137
| 1595 | 669128.7726
| 1596 | 687112.5584
| 1597 | 700535.8498
| 1598 | 697011.3027
| 1599 | 695005.9192
| 1600 | 689839.3212
| 1601 | 665912.6455
| 1602 | 651345.5456
| 1603 | 695278.8912
| 1604 | 701489.4989
| 1605 | 684293.5926
| 1606 | 655956.5483
| 1607 | 615282.8388
| 1608 | 582731.6061
| 1609 | 530271.4332
| 1610 | 513310.1566
| 1611 | 497639.7168
| 1612 | 488383.2106
| 1613 | 522835.5321
| 1614 | 555658.0873
| 1615 | 548866.7123
| 1616 | 576609.7644
| 1617 | 625690.74
| 1618 | 654911.8893
| 1619 | 663060.8186
| 1620 | 679660.0461
| 1621 | 691141.9706
| 1622 | 688468.3537
| 1623 | 685916.7625
| 1624 | 680841.8756
| 1625 | 657120.3809
| 1626 | 642935.2795
| 1627 | 687337.6757
| 1628 | 693148.2445
| 1629 | 675609.8568
| 1630 | 646872.7737
| 1631 | 605449.385
| 1632 | 572148.4732
| 1633 | 518881.0636
| 1634 | 503441.4811
| 1635 | 489235.1778
| 1636 | 481385.2506
| 1637 | 519175.2652
| 1638 | 555359.9609
| 1639 | 551817.2925
| 1640 | 577327.9301
| 1641 | 624597.5514
| 1642 | 647687.6096
| 1643 | 655599.9332
| 1644 | 671748.9209
| 1645 | 682992.2152
| 1646 | 682922.0853
| 1647 | 683694.9503
| 1648 | 681544.1329
| 1649 | 662135.0415
| 1650 | 652104.1018
| 1651 | 700516.05
| 1652 | 705484.1605
| 1653 | 687450.0911
| 1654 | 657870.5496
| 1655 | 614887.3816
| 1656 | 580026.6904
| 1657 | 525257.059
| 1658 | 506246.0485
| 1659 | 488815.094
| 1660 | 477451.2964
| 1661 | 521593.5302
| 1662 | 564014.0489
| 1663 | 567069.3058
| 1664 | 597618.2769
| 1665 | 649323.6521
| 1666 | 680932.226
| 1667 | 691980.6267
| 1668 | 711258.5927
| 1669 | 725062.5424
| 1670 | 721630.302
| 1671 | 718828.9586
| 1672 | 712952.7913
| 1673 | 688015.2944
| 1674 | 672639.5261
| 1675 | 715793.6979
| 1676 | 719261.0182
| 1677 | 699668.6013
| 1678 | 668588.2697
| 1679 | 626211.603
| 1680 | 592159.5802
| 1681 | 538054.0077
| 1682 | 520658.9022
| 1683 | 504699.2431
| 1684 | 494951.3506
| 1685 | 533831.4582
| 1686 | 571917.2421
| 1687 | 569348.0956
| 1688 | 598726.0481
| 1689 | 649898.1174
| 1690 | 681239.3625
| 1691 | 693256.944
| 1692 | 712388.0124
| 1693 | 725523.933
| 1694 | 713415.0327
| 1695 | 702528.0803
| 1696 | 688793.0978
| 1697 | 669860.0584
| 1698 | 660400.971
| 1699 | 709384.7716
| 1700 | 717529.9982
| 1701 | 702326.2683
| 1702 | 675923.843
| 1703 | 636232.9061
| 1704 | 604664.4461
| 1705 | 590214.4176
| 1706 | 571920.711
| 1707 | 556423.6572
| 1708 | 545291.1568
| 1709 | 564396.5376
| 1710 | 571810.5327
| 1711 | 556570.8038
| 1712 | 576190.741
| 1713 | 600282.6534
| 1714 | 610490.0824
| 1715 | 615783.4561
| 1716 | 636645.3659
| 1717 | 656894.8382
| 1718 | 655375.0071
| 1719 | 649189.2637
| 1720 | 642490.0281
| 1721 | 630257.9946
| 1722 | 643195.6794
| 1723 | 709483.9472
| 1724 | 724694.1043
| 1725 | 710468.5399
| 1726 | 682969.2784
| 1727 | 641588.8151
| 1728 | 605120.2995
| 1729 | 569037.2702
| 1730 | 553042.9997
| 1731 | 540077.0437
| 1732 | 531243.9793
| 1733 | 551991.6371
| 1734 | 562195.5811
| 1735 | 547518.6485
| 1736 | 565500.1302
| 1737 | 593867.5017
| 1738 | 607537.5277
| 1739 | 618924.659
| 1740 | 646010.3461
| 1741 | 668768.5747
| 1742 | 670238.6677
| 1743 | 663667.8332
| 1744 | 658163.3278
| 1745 | 642142.0413
| 1746 | 651755.1368
| 1747 | 714689.3206
| 1748 | 725739.5888
| 1749 | 707758.4699
| 1750 | 676099.3194
| 1751 | 634648.4127
| 1752 | 598022.4014
| 1753 | 488510.1811
| 1754 | 476203.0432
| 1755 | 465475.9613
| 1756 | 460816.0364
| 1757 | 498000.602
| 1758 | 533697.5467
| 1759 | 529132.6071
| 1760 | 558688.6958
| 1761 | 608804.9316
| 1762 | 639249.096
| 1763 | 646950.9209
| 1764 | 662206.2727
| 1765 | 672855.9546
| 1766 | 671117.7829
| 1767 | 671711.7014
| 1768 | 667293.3164
| 1769 | 643437.1615
| 1770 | 629282.9865
| 1771 | 673658.7516
| 1772 | 676640.4127
| 1773 | 656475.2845
| 1774 | 624966.8511
| 1775 | 582793.7833
| 1776 | 548743.1923
| 1777 | 494783.6611
| 1778 | 482230.5438
| 1779 | 471112.8727
| 1780 | 466206.9682
| 1781 | 502021.9133
| 1782 | 537181.1708
| 1783 | 531867.0833
| 1784 | 571649.0318
| 1785 | 620793.2404
| 1786 | 655998.4945
| 1787 | 662805.7773
| 1788 | 681741.7187
| 1789 | 697137.2332
| 1790 | 694075.5872
| 1791 | 689383.3857
| 1792 | 682582.5988
| 1793 | 661100.4384
| 1794 | 649260.0172
| 1795 | 696007.0936
| 1796 | 701873.7882
| 1797 | 684536.1358
| 1798 | 655855.1784
| 1799 | 615761.3391
| 1800 | 583789.9767
| 1801 | 531909.674
| 1802 | 517659.3266
| 1803 | 504642.2584
| 1804 | 498039.1238
| 1805 | 519981.1717
| 1806 | 543624.9008
| 1807 | 529205.8641
| 1808 | 554293.9051
| 1809 | 594474.5326
| 1810 | 618596.2172
| 1811 | 624900.635
| 1812 | 643052.8023
| 1813 | 658115.951
| 1814 | 660482.8468
| 1815 | 664864.2557
| 1816 | 665520.3653
| 1817 | 644870.3716
| 1818 | 634096.9117
| 1819 | 681910.9493
| 1820 | 690320.1959
| 1821 | 675525.0955
| 1822 | 649386.6901
| 1823 | 610020.1943
| 1824 | 578920.7848
| 1825 | 527825.383
| 1826 | 517247.8335
| 1827 | 508307.8973
| 1828 | 505435.1181
| 1829 | 525004.798
| 1830 | 543024.6048
| 1831 | 525031.7448
| 1832 | 541701.592
| 1833 | 581464.8661
| 1834 | 602366.6945
| 1835 | 605849.133
| 1836 | 615992.8084
| 1837 | 620567.4032
| 1838 | 624687.5817
| 1839 | 629270.3287
| 1840 | 629846.8458
| 1841 | 613941.9546
| 1842 | 607796.0023
| 1843 | 660179.9901
| 1844 | 670872.0641
| 1845 | 658359.7911
| 1846 | 634446.6557
| 1847 | 598580.2852
| 1848 | 570836.3915
| 1849 | 523126.0001
| 1850 | 513910.3581
| 1851 | 506217.2146
| 1852 | 504648.7854
| 1853 | 524846.3947
| 1854 | 547203.9257
| 1855 | 530341.1641
| 1856 | 562489.5304
| 1857 | 612681.9082
| 1858 | 646690.386
| 1859 | 659649.6324
| 1860 | 679834.9736
| 1861 | 693720.9972
| 1862 | 695233.5379
| 1863 | 694645.9686
| 1864 | 689336.1284
| 1865 | 668585.203
| 1866 | 657897.3634
| 1867 | 705797.0213
| 1868 | 711318.371
| 1869 | 693779.9833
| 1870 | 664753.6809
| 1871 | 626310.9685
| 1872 | 596048.2903
| 1873 | 582846.4862
| 1874 | 564635.5363
| 1875 | 549365.849
| 1876 | 538258.5479
| 1877 | 561985.4042
| 1878 | 573430.0429
| 1879 | 558730.8433
| 1880 | 579664.7063
| 1881 | 601014.348
| 1882 | 615675.4094
| 1883 | 619567.3098
| 1884 | 635220.0935
| 1885 | 653037.7462
| 1886 | 660314.5809
| 1887 | 657514.5552
| 1888 | 656439.3521
| 1889 | 641503.1818
| 1890 | 652305.5124
| 1891 | 716428.9313
| 1892 | 729684.9973
| 1893 | 713505.3418
| 1894 | 684051.9892
| 1895 | 646078.872
| 1896 | 613075.26
| 1897 | 580399.5769
| 1898 | 567933.4946
| 1899 | 558408.6747
| 1900 | 553103.7986
| 1901 | 568555.2796
| 1902 | 575296.4476
| 1903 | 553729.9465
| 1904 | 575000.8859
| 1905 | 601841.2759
| 1906 | 619099.8367
| 1907 | 626255.9254
| 1908 | 646561.1025
| 1909 | 660637.2677
| 1910 | 659337.3492
| 1911 | 654638.8198
| 1912 | 646849.2606
| 1913 | 632774.7746
| 1914 | 642882.1199
| 1915 | 706340.0483
| 1916 | 725507.9271
| 1917 | 715240.0845
| 1918 | 691698.5447
| 1919 | 653850.565
| 1920 | 621116.7
| 1921 | 515207.4067
| 1922 | 506835.6549
| 1923 | 499841.7919
| 1924 | 499059.6954
| 1925 | 518595.3964
| 1926 | 541619.5921
| 1927 | 523247.464
| 1928 | 527454.4766
| 1929 | 553819.501
| 1930 | 560164.0895
| 1931 | 563489.2587
| 1932 | 582216.2334
| 1933 | 590259.1165
| 1934 | 589252.3802
| 1935 | 592811.8797
| 1936 | 592184.3727
| 1937 | 580838.3798
| 1938 | 578455.1411
| 1939 | 634514.7903
| 1940 | 647793.2287
| 1941 | 637722.7106
| 1942 | 616453.497
| 1943 | 582027.4956
| 1944 | 555723.9709
| 1945 | 509453.9486
| 1946 | 502406.019
| 1947 | 496735.9783
| 1948 | 497277.7041
| 1949 | 518567.2233
| 1950 | 540478.0867
| 1951 | 522388.6404
| 1952 | 534752.5273
| 1953 | 567287.4283
| 1954 | 579396.2819
| 1955 | 585716.5883
| 1956 | 596982.7607
| 1957 | 602778.2801
| 1958 | 610460.7933
| 1959 | 617600.5763
| 1960 | 625530.2846
| 1961 | 607541.6189
| 1962 | 599515.7417
| 1963 | 650077.362
| 1964 | 662075.2178
| 1965 | 650724.1171
| 1966 | 628174.321
| 1967 | 593002.9358
| 1968 | 566041.0794
| 1969 | 519025.6732
| 1970 | 511594.3134
| 1971 | 505453.7903
| 1972 | 505669.6434
| 1973 | 522889.5732
| 1974 | 540161.9529
| 1975 | 522715.7989
| 1976 | 538212.6516
| 1977 | 573366.8551
| 1978 | 587178.7017
| 1979 | 599138.5439
| 1980 | 617512.1916
| 1981 | 634135.121
| 1982 | 634204.5824
| 1983 | 636484.1521
| 1984 | 637509.662
| 1985 | 619526.4629
| 1986 | 611561.0067
| 1987 | 662038.4384
| 1988 | 671667.8465
| 1989 | 658295.0748
| 1990 | 633376.8309
| 1991 | 598578.8534
| 1992 | 571701.1856
| 1993 | 525116.7447
| 1994 | 514077.3035
| 1995 | 504328.6989
| 1996 | 500936.4705
| 1997 | 520994.9524
| 1998 | 540622.9011
| 1999 | 525656.5685
| 2000 | 539468.1308
| 2001 | 571798.8874
| 2002 | 584117.1358
| 2003 | 586390.7568
| 2004 | 594989.3315
| 2005 | 597481.9816
| 2006 | 604218.7065
| 2007 | 616718.5951
| 2008 | 626588.396
| 2009 | 613639.2766
| 2010 | 610289.8738
| 2011 | 665527.9686
| 2012 | 678369.7146
| 2013 | 667949.5562
| 2014 | 646186.0928
| 2015 | 610439.1326
| 2016 | 582872.2067
| 2017 | 535396.3407
| 2018 | 524900.1161
| 2019 | 515752.2857
| 2020 | 512903.274
| 2021 | 536700.8594
| 2022 | 559750.8787
| 2023 | 546165.976
| 2024 | 574106.0737
| 2025 | 622559.3204
| 2026 | 651497.337
| 2027 | 644672.6137
| 2028 | 661568.7075
| 2029 | 669072.7695
| 2030 | 652287.1012
| 2031 | 643256.3349
| 2032 | 628285.6432
| 2033 | 613814.8127
| 2034 | 609237.2304
| 2035 | 663304.7032
| 2036 | 676220.6153
| 2037 | 666019.2326
| 2038 | 644387.4928
| 2039 | 610173.6809
| 2040 | 584082.3458
| 2041 | 575051.8848
| 2042 | 560686.4053
| 2043 | 549204.6307
| 2044 | 542000.3574
| 2045 | 560092.997
| 2046 | 568783.2406
| 2047 | 549772.9521
| 2048 | 551610.3438
| 2049 | 562893.8419
| 2050 | 564045.4689
| 2051 | 556811.3576
| 2052 | 561312.1771
| 2053 | 558094.6546
| 2054 | 577695.8065
| 2055 | 588708.3815
| 2056 | 600885.0875
| 2057 | 593891.397
| 2058 | 612679.6145
| 2059 | 684818.415
| 2060 | 707781.3656
| 2061 | 701568.3193
| 2062 | 681821.8512
| 2063 | 646950.2523
| 2064 | 616990.6012
| 2065 | 587358.8788
| 2066 | 575128.7536
| 2067 | 565695.2812
| 2068 | 560626.3621
| 2069 | 575947.9106
| 2070 | 580516.8619
| 2071 | 561427.6308
| 2072 | 577889.1537
| 2073 | 598844.2101
| 2074 | 609728.1744
| 2075 | 602442.7209
| 2076 | 604123.7331
| 2077 | 610611.1724
| 2078 | 608419.9389
| 2079 | 603260.2122
| 2080 | 603334.9906
| 2081 | 599693.8219
| 2082 | 621818.9421
| 2083 | 697294.6453
| 2084 | 715237.2082
| 2085 | 704148.3839
| 2086 | 679381.5281
| 2087 | 646757.535
| 2088 | 619190.0991
| 2089 | 518504.7923
| 2090 | 511910.1637
| 2091 | 506750.9815
| 2092 | 507803.5659
| 2093 | 522188.8608
| 2094 | 538859.689
| 2095 | 517412.1869
| 2096 | 528462.3527
| 2097 | 564006.6026
| 2098 | 574407.7728
| 2099 | 572272.7335
| 2100 | 578260.0651
| 2101 | 577784.3839
| 2102 | 590423.552
| 2103 | 607799.7155
| 2104 | 619211.6763
| 2105 | 605922.2776
| 2106 | 602627.5688
| 2107 | 657920.3575
| 2108 | 667124.5274
| 2109 | 653268.96
| 2110 | 627925.4779
| 2111 | 593300.1729
| 2112 | 566999.5118
| 2113 | 520587.7434
| 2114 | 511457.7218
| 2115 | 503907.7561
| 2116 | 502424.9473
| 2117 | 522118.5233
| 2118 | 543898.9303
| 2119 | 527291.4719
| 2120 | 540125.8569
| 2121 | 574773.7005
| 2122 | 587822.7013
| 2123 | 589796.3806
| 2124 | 601141.9465
| 2125 | 609429.4547
| 2126 | 618786.301
| 2127 | 628951.1309
| 2128 | 637071.4891
| 2129 | 614341.9934
| 2130 | 601810.8824
| 2131 | 647722.6593
| 2132 | 661656.5658
| 2133 | 652530.7351
| 2134 | 631916.9896
| 2135 | 601391.1525
| 2136 | 578987.792
| 2137 | 536675.4914
| 2138 | 520373.9783
| 2139 | 505363.302
| 2140 | 496766.5592
| 2141 | 521519.9082
| 2142 | 548220.8506
| 2143 | 535440.3854
| 2144 | 555663.1906
| 2145 | 598488.8969
| 2146 | 620113.7519
| 2147 | 617995.1823
| 2148 | 627777.1146
| 2149 | 625394.9088
| 2150 | 631044.5173
| 2151 | 637721.5265
| 2152 | 641460.0215
| 2153 | 622279.2
| 2154 | 613297.1811
| 2155 | 662758.0502
| 2156 | 669502.4249
| 2157 | 652840.2856
| 2158 | 625037.0083
| 2159 | 590813.1739
| 2160 | 564567.2068
| 2161 | 518499.3515
| 2162 | 505002.9786
| 2163 | 492739.8849
| 2164 | 486890.7248
| 2165 | 514848.484
| 2166 | 545744.0516
| 2167 | 536425.8484
| 2168 | 555425.0802
| 2169 | 591856.0047
| 2170 | 612271.0198
| 2171 | 629344.1477
| 2172 | 655421.758
| 2173 | 665980.7282
| 2174 | 668651.2511
| 2175 | 672860.4959
| 2176 | 673034.7519
| 2177 | 648079.5596
| 2178 | 633292.2522
| 2179 | 677034.8849
| 2180 | 685799.4989
| 2181 | 671302.2084
| 2182 | 645317.0033
| 2183 | 609394.5071
| 2184 | 581594.4877
| 2185 | 533827.9706
| 2186 | 523769.8702
| 2187 | 515060.1641
| 2188 | 512649.2766
| 2189 | 532777.8268
| 2190 | 555348.186
| 2191 | 536942.7633
| 2192 | 558123.6115
| 2193 | 597633.3678
| 2194 | 626937.4543
| 2195 | 633530.7464
| 2196 | 655902.1225
| 2197 | 671395.89
| 2198 | 672916.2597
| 2199 | 671802.0537
| 2200 | 670595.1004
| 2201 | 649257.9132
| 2202 | 638363.6112
| 2203 | 685767.5875
| 2204 | 691411.211
| 2205 | 673850.4876
| 2206 | 644801.8495
| 2207 | 609540.5485
| 2208 | 582401.7244
| 2209 | 572179.1647
| 2210 | 560182.1329
| 2211 | 551213.4158
| 2212 | 546377.5902
| 2213 | 564668.2891
| 2214 | 569723.0284
| 2215 | 553745.9165
| 2216 | 562485.969
| 2217 | 572643.1372
| 2218 | 573279.7979
| 2219 | 573011.9125
| 2220 | 589599.0046
| 2221 | 592310.263
| 2222 | 601559.4225
| 2223 | 607064.1008
| 2224 | 613273.8719
| 2225 | 607182.0228
| 2226 | 626767.4545
| 2227 | 699761.0267
| 2228 | 718432.3648
| 2229 | 707927.7061
| 2230 | 683889.6255
| 2231 | 649908.0201
| 2232 | 620895.9198
| 2233 | 592211.7484
| 2234 | 580534.8623
| 2235 | 571799.2387
| 2236 | 567283.5588
| 2237 | 579702.8668
| 2238 | 582268.8188
| 2239 | 559916.5849
| 2240 | 562455.7842
| 2241 | 568486.7233
| 2242 | 560573.8331
| 2243 | 564696.8039
| 2244 | 573887.3647
| 2245 | 586330.6841
| 2246 | 601188.0994
| 2247 | 609739.2698
| 2248 | 617137.815
| 2249 | 612430.6359
| 2250 | 633011.7263
| 2251 | 707000.9571
| 2252 | 723816.1378
| 2253 | 711455.3216
| 2254 | 685561.0835
| 2255 | 651433.4367
| 2256 | 622160.1801
| 2257 | 519971.2197
| 2258 | 506997.1595
| 2259 | 495313.936
| 2260 | 489987.0887
| 2261 | 511848.9298
| 2262 | 535152.2893
| 2263 | 520584.1171
| 2264 | 539247.4566
| 2265 | 572552.2591
| 2266 | 588757.5552
| 2267 | 607275.5637
| 2268 | 616451.3054
| 2269 | 622986.964
| 2270 | 625028.2977
| 2271 | 627232.5717
| 2272 | 627391.9
| 2273 | 607266.4311
| 2274 | 597084.2957
| 2275 | 645547.2153
| 2276 | 655211.8451
| 2277 | 641614.5705
| 2278 | 616586.9387
| 2279 | 580340.0016
| 2280 | 552013.3741
| 2281 | 503777.8064
| 2282 | 493837.6846
| 2283 | 485333.0091
| 2284 | 483040.1001
| 2285 | 511714.344
| 2286 | 541362.5492
| 2287 | 526119.7116
| 2288 | 546090.972
| 2289 | 580837.5854
| 2290 | 596326.9494
| 2291 | 595534.5531
| 2292 | 613902.7427
| 2293 | 618994.2195
| 2294 | 628599.4937
| 2295 | 637407.9484
| 2296 | 647414.5013
| 2297 | 624158.5522
| 2298 | 611207.9301
| 2299 | 656555.5863
| 2300 | 668212.3926
| 2301 | 656607.2944
| 2302 | 633514.2816
| 2303 | 599588.2571
| 2304 | 573582.5424
| 2305 | 527667.8874
| 2306 | 517501.8309
| 2307 | 508858.2729
| 2308 | 506281.8718
| 2309 | 523921.5074
| 2310 | 545500.7137
| 2311 | 523229.2117
| 2312 | 533144.3066
| 2313 | 564204.4773
| 2314 | 581135.5963
| 2315 | 588641.1788
| 2316 | 595997.1946
| 2317 | 600928.7346
| 2318 | 622961.298
| 2319 | 646006.2142
| 2320 | 666563.7623
| 2321 | 644895.2846
| 2322 | 633408.799
| 2323 | 680220.5918
| 2324 | 688670.7872
| 2325 | 673916.6357
| 2326 | 647674.5696
| 2327 | 613714.7552
| 2328 | 587934.975
| 2329 | 542188.6972
| 2330 | 530978.0152
| 2331 | 521289.8317
| 2332 | 517726.3626
| 2333 | 539173.0281
| 2334 | 561729.0795
| 2335 | 543246.7847
| 2336 | 560571.3311
| 2337 | 599264.1605
| 2338 | 625555.2714
| 2339 | 638993.9129
| 2340 | 649130.0457
| 2341 | 659501.8853
| 2342 | 661852.6793
| 2343 | 665961.3573
| 2344 | 666900.9304
| 2345 | 647732.7829
| 2346 | 638955.7947
| 2347 | 688564.137
| 2348 | 696267.5168
| 2349 | 680911.1594
| 2350 | 654009.3297
| 2351 | 619493.4126
| 2352 | 593157.5298
| 2353 | 546855.1492
| 2354 | 535961.7493
| 2355 | 526301.6287
| 2356 | 522997.8842
| 2357 | 538978.4093
| 2358 | 556386.1995
| 2359 | 533829.0706
| 2360 | 553349.7303
| 2361 | 593411.1479
| 2362 | 607911.3907
| 2363 | 618447.7517
| 2364 | 629056.0463
| 2365 | 629769.9882
| 2366 | 635226.4598
| 2367 | 636125.2726
| 2368 | 636481.4976
| 2369 | 619958.5736
| 2370 | 613765.0863
| 2371 | 666159.0965
| 2372 | 681198.0496
| 2373 | 672975.0983
| 2374 | 653466.3994
| 2375 | 617720.871
| 2376 | 590010.7673
| 2377 | 579361.5376
| 2378 | 567597.5994
| 2379 | 558919.5332
| 2380 | 554316.8013
| 2381 | 569666.341
| 2382 | 575488.8257
| 2383 | 556506.6386
| 2384 | 568674.536
| 2385 | 588081.3718
| 2386 | 599353.5528
| 2387 | 592611.6725
| 2388 | 603287.4128
| 2389 | 613112.8042
| 2390 | 602385.1907
| 2391 | 595603.3335
| 2392 | 585499.3547
| 2393 | 580548.6544
| 2394 | 601418.964
| 2395 | 675697.4142
| 2396 | 697284.7121
| 2397 | 689580.8982
| 2398 | 668458.7774
| 2399 | 636870.819
| 2400 | 610050.1987
| 2401 | 583672.6223
| 2402 | 569138.7656
| 2403 | 557603.7289
| 2404 | 550231.0785
| 2405 | 568483.0478
| 2406 | 576917.2479
| 2407 | 559500.5917
| 2408 | 571219.6194
| 2409 | 579712.9581
| 2410 | 592754.5078
| 2411 | 592329.6022
| 2412 | 609361.628
| 2413 | 630123.3033
| 2414 | 629932.5419
| 2415 | 622054.1387
| 2416 | 616422.6303
| 2417 | 607285.6835
| 2418 | 624078.8611
| 2419 | 694280.1791
| 2420 | 716524.377
| 2421 | 709679.6301
| 2422 | 689156.8517
| 2423 | 655204.7409
| 2424 | 626164.5778
| 2425 | 524151.1534
| 2426 | 512992.3018
| 2427 | 503413.5062
| 2428 | 499901.8675
| 2429 | 519840.5152
| 2430 | 538015.8503
| 2431 | 524293.4626
| 2432 | 543607.5567
| 2433 | 579186.4199
| 2434 | 599661.9764
| 2435 | 611416.2538
| 2436 | 629611.3673
| 2437 | 642834.1654
| 2438 | 643944.4838
| 2439 | 644850.9437
| 2440 | 644094.0785
| 2441 | 623796.3123
| 2442 | 613859.5836
| 2443 | 662423.3004
| 2444 | 672198.7499
| 2445 | 658827.4099
| 2446 | 633968.1553
| 2447 | 597638.4614
| 2448 | 569229.0771
| 2449 | 520910.7526
| 2450 | 508655.4452
| 2451 | 497893.1415
| 2452 | 493285.0469
| 2453 | 516840.9954
| 2454 | 544396.7338
| 2455 | 531045.5818
| 2456 | 553143.7475
| 2457 | 595283.3141
| 2458 | 619819.3596
| 2459 | 631596.4668
| 2460 | 653215.2229
| 2461 | 662396.0892
| 2462 | 658108.0233
| 2463 | 652387.2494
| 2464 | 647094.5146
| 2465 | 627580.7889
| 2466 | 618343.3407
| 2467 | 667635.8327
| 2468 | 676257.2688
| 2469 | 661674.358
| 2470 | 635545.9751
| 2471 | 598990.3465
| 2472 | 570557.1947
| 2473 | 522157.5452
| 2474 | 511060.5465
| 2475 | 501543.6036
| 2476 | 498093.8177
| 2477 | 521041.6914
| 2478 | 547286.7584
| 2479 | 533445.3498
| 2480 | 545853.6891
| 2481 | 578573.4699
| 2482 | 592955.3433
| 2483 | 594767.9131
| 2484 | 601766.7746
| 2485 | 601531.7123
| 2486 | 612852.6807
| 2487 | 618960.3476
| 2488 | 629025.738
| 2489 | 612781.0687
| 2490 | 606748.7996
| 2491 | 659159.4185
| 2492 | 670967.9932
| 2493 | 659572.221
| 2494 | 636833.1438
| 2495 | 600125.7467
| 2496 | 571396.2168
| 2497 | 522757.7467
| 2498 | 518368.9159
| 2499 | 515415.5315
| 2500 | 518673.9135
| 2501 | 536204.0724
| 2502 | 557483.1551
| 2503 | 538121.6009
| 2504 | 550654.5178
| 2505 | 580086.9827
| 2506 | 595666.931
| 2507 | 595161.8683
| 2508 | 597155.4289
| 2509 | 586558.5937
| 2510 | 605021.5318
| 2511 | 621876.84
| 2512 | 635861.4245
| 2513 | 617208.7001
| 2514 | 609049.6674
| 2515 | 659333.5227
| 2516 | 672784.6336
| 2517 | 662973.8401
| 2518 | 641675.1319
| 2519 | 607457.0247
| 2520 | 581418.9517
| 2521 | 535269.7715
| 2522 | 527410.3099
| 2523 | 520928.7372
| 2524 | 520716.4885
| 2525 | 538666.3432
| 2526 | 556431.3249
| 2527 | 538069.8034
| 2528 | 556307.0943
| 2529 | 594896.5621
| 2530 | 614292.6751
| 2531 | 619600.3648
| 2532 | 628417.3701
| 2533 | 631664.5474
| 2534 | 634783.2685
| 2535 | 636881.5322
| 2536 | 638672.2846
| 2537 | 620472.8684
| 2538 | 612451.2864
| 2539 | 662872.5925
| 2540 | 674219.2755
| 2541 | 662419.1691
| 2542 | 639131.1481
| 2543 | 606260.6307
| 2544 | 581512.59
| 2545 | 573940.5384
| 2546 | 568278.2668
| 2547 | 565759.4248
| 2548 | 567315.917
| 2549 | 576081.7948
| 2550 | 575915.9223
| 2551 | 549889.7594
| 2552 | 552602.413
| 2553 | 557860.6613
| 2554 | 564453.2609
| 2555 | 569900.4262
| 2556 | 579475.1976
| 2557 | 593706.277
| 2558 | 598423.3712
| 2559 | 596080.2947
| 2560 | 593666.1326
| 2561 | 584445.9551
| 2562 | 600392.379
| 2563 | 669804.5008
| 2564 | 688791.6892
| 2565 | 678545.3233
| 2566 | 654823.093
| 2567 | 622168.1734
| 2568 | 594280.5919
| 2569 | 566778.4967
| 2570 | 559295.2894
| 2571 | 554608.735
| 2572 | 554229.1764
| 2573 | 568032.4657
| 2574 | 572016.64
| 2575 | 540161.706
| 2576 | 553356.6595
| 2577 | 554843.1412
| 2578 | 558795.8364
| 2579 | 553764.1667
| 2580 | 566743.4493
| 2581 | 580581.5069
| 2582 | 587588.2467
| 2583 | 594328.0428
| 2584 | 598854.5795
| 2585 | 590367.2177
| 2586 | 608066.1383
| 2587 | 678971.0322
| 2588 | 695725.7918
| 2589 | 683334.0492
| 2590 | 657379.3901
| 2591 | 621202.0094
| 2592 | 589936.5763
| 2593 | 485553.2724
| 2594 | 483451.5643
| 2595 | 482727.7451
| 2596 | 488273.25
| 2597 | 513750.5705
| 2598 | 539074.0004
| 2599 | 513886.1434
| 2600 | 546153.8614
| 2601 | 591031.6182
| 2602 | 619710.092
| 2603 | 621811.8725
| 2604 | 634174.0956
| 2605 | 642956.7084
| 2606 | 641307.0177
| 2607 | 639909.8351
| 2608 | 634176.2629
| 2609 | 615381.7509
| 2610 | 605981.6527
| 2611 | 654879.833
| 2612 | 667283.4548
| 2613 | 656482.7297
| 2614 | 634194.0899
| 2615 | 598212.6045
| 2616 | 570151.4287
| 2617 | 522181.3128
| 2618 | 511054.8193
| 2619 | 501450.8244
| 2620 | 497971.5439
| 2621 | 516995.8966
| 2622 | 538504.1698
| 2623 | 510533.6888
| 2624 | 535744.1899
| 2625 | 574445.7216
| 2626 | 594852.2849
| 2627 | 592662.7207
| 2628 | 599055.1195
| 2629 | 598144.2063
| 2630 | 609614.4019
| 2631 | 622723.0511
| 2632 | 635878.4512
| 2633 | 616096.2083
| 2634 | 605942.1357
| 2635 | 654433.1181
| 2636 | 664697.0904
| 2637 | 651756.7157
| 2638 | 627473.036
| 2639 | 591259.8888
| 2640 | 563082.1662
| 2641 | 514995.5035
| 2642 | 504969.7613
| 2643 | 496466.5176
| 2644 | 494087.9883
| 2645 | 514897.7858
| 2646 | 539526.2476
| 2647 | 512871.6511
| 2648 | 548871.8764
| 2649 | 594475.6952
| 2650 | 619608.8367
| 2651 | 623832.6787
| 2652 | 637243.3215
| 2653 | 646496.2063
| 2654 | 645131.4767
| 2655 | 647174.3048
| 2656 | 646062.6792
| 2657 | 625980.9197
| 2658 | 616688.7777
| 2659 | 665694.914
| 2660 | 673424.9249
| 2661 | 657950.5889
| 2662 | 631045.8957
| 2663 | 597202.628
| 2664 | 571481.8372
| 2665 | 525707.4965
| 2666 | 514371.6771
| 2667 | 504269.1369
| 2668 | 500580.5304
| 2669 | 520706.4061
| 2670 | 543712.1204
| 2671 | 515539.6441
| 2672 | 536013.3685
| 2673 | 569497.225
| 2674 | 588001.7581
| 2675 | 592226.422
| 2676 | 606334.7561
| 2677 | 610948.1477
| 2678 | 620742.2205
| 2679 | 631043.6464
| 2680 | 637241.7089
| 2681 | 619473.4871
| 2682 | 611395.7794
| 2683 | 661616.3501
| 2684 | 671216.2636
| 2685 | 657698.8822
| 2686 | 632693.5862
| 2687 | 597755.2945
| 2688 | 570794.8699
| 2689 | 523925.5052
| 2690 | 512803.3071
| 2691 | 502971.9457
| 2692 | 499496.9605
| 2693 | 525762.8459
| 2694 | 550273.6141
| 2695 | 527960.9757
| 2696 | 562643.3149
| 2697 | 614089.2776
| 2698 | 643608.8496
| 2699 | 653522.1465
| 2700 | 670176.0264
| 2701 | 668430.7343
| 2702 | 669294.489
| 2703 | 661359.5243
| 2704 | 657188.3058
| 2705 | 638530.4571
| 2706 | 630369.9926
| 2707 | 680594.8587
| 2708 | 690145.8053
| 2709 | 676434.8475
| 2710 | 651293.5325
| 2711 | 617327.991
| 2712 | 591427.3688
| 2713 | 582558.126
| 2714 | 568803.4431
| 2715 | 557990.0227
| 2716 | 551396.5461
| 2717 | 565626.776
| 2718 | 568787.2424
| 2719 | 540187.6956
| 2720 | 565420.5476
| 2721 | 576973.3733
| 2722 | 592291.8429
| 2723 | 600188.2112
| 2724 | 608192.4191
| 2725 | 623511.6329
| 2726 | 624754.2348
| 2727 | 620174.7492
| 2728 | 618374.7684
| 2729 | 608764.1378
| 2730 | 625263.8009
| 2731 | 695171.6043
| 2732 | 713546.5643
| 2733 | 702687.97
| 2734 | 678151.3442
| 2735 | 640527.8673
| 2736 | 607816.3381
| 2737 | 575345.6857
| 2738 | 561296.0565
| 2739 | 550274.7419
| 2740 | 543328.7614
| 2741 | 562844.4712
| 2742 | 572087.9741
| 2743 | 544614.7987
| 2744 | 566293.9754
| 2745 | 586668.4228
| 2746 | 597178.9592
| 2747 | 604387.9507
| 2748 | 627336.0704
| 2749 | 638196.3469
| 2750 | 639135.1828
| 2751 | 629259.3757
| 2752 | 621836.7255
| 2753 | 612941.208
| 2754 | 630292.7792
| 2755 | 700994.9333
| 2756 | 723898.8946
| 2757 | 717713.9112
| 2758 | 697908.4538
| 2759 | 660699.3336
| 2760 | 628402.161
| 2761 | 523131.7272
| 2762 | 508687.8034
| 2763 | 495477.1587
| 2764 | 488680.4477
| 2765 | 512525.5352
| 2766 | 534474.1146
| 2767 | 511158.3537
| 2768 | 549010.9952
| 2769 | 594608.3423
| 2770 | 622089.0262
| 2771 | 615418.8733
| 2772 | 620889.1768
| 2773 | 625531.635
| 2774 | 615359.1434
| 2775 | 612568.3249
| 2776 | 610286.6272
| 2777 | 603146.0594
| 2778 | 606569.5409
| 2779 | 668378.353
| 2780 | 672988.8052
| 2781 | 654539.5201
| 2782 | 624544.7629
| 2783 | 592602.3242
| 2784 | 568637.7526
| 2785 | 524706.6834
| 2786 | 510165.685
| 2787 | 497147.185
| 2788 | 490195.842
| 2789 | 517734.7515
| 2790 | 546333.1625
| 2791 | 522090.6601
| 2792 | 548159.9833
| 2793 | 584185.4153
| 2794 | 607503.2895
| 2795 | 618607.0628
| 2796 | 632962.4517
| 2797 | 643317.7199
| 2798 | 635699.3432
| 2799 | 628953.0338
| 2800 | 618632.0094
| 2801 | 606673.6749
| 2802 | 605079.6324
| 2803 | 661841.4257
| 2804 | 674023.4082
| 2805 | 663001.0439
| 2806 | 640635.3744
| 2807 | 600919.2383
| 2808 | 569325.579
| 2809 | 517822.9794
| 2810 | 506382.0675
| 2811 | 496376.6019
| 2812 | 492525.3453
| 2813 | 525330.6851
| 2814 | 557471.2513
| 2815 | 540869.1062
| 2816 | 573756.1328
| 2817 | 612953.79
| 2818 | 634434.5666
| 2819 | 640031.7146
| 2820 | 654000.8497
| 2821 | 657481.3081
| 2822 | 636781.1091
| 2823 | 620177.3521
| 2824 | 601156.0835
| 2825 | 589989.7344
| 2826 | 589149.6663
| 2827 | 646665.4342
| 2828 | 662316.6157
| 2829 | 654763.4502
| 2830 | 635722.3702
| 2831 | 602711.5385
| 2832 | 577765.626
| 2833 | 532910.7734
| 2834 | 519302.1491
| 2835 | 507331.1381
| 2836 | 501369.7266
| 2837 | 529511.1515
| 2838 | 558311.2155
| 2839 | 534931.6116
| 2840 | 559566.5048
| 2841 | 584014.1016
| 2842 | 602347.7119
| 2843 | 591361.9228
| 2844 | 592550.0035
| 2845 | 593442.3664
| 2846 | 600637.3806
| 2847 | 609880.7438
| 2848 | 619525.618
| 2849 | 607458.0031
| 2850 | 605936.6949
| 2851 | 662800.7172
| 2852 | 675881.2838
| 2853 | 665902.1132
| 2854 | 644435.0278
| 2855 | 608550.617
| 2856 | 580788.6829
| 2857 | 533117.8086
| 2858 | 520921.4904
| 2859 | 510160.6185
| 2860 | 505669.0707
| 2861 | 524403.8534
| 2862 | 542561.0823
| 2863 | 516181.9714
| 2864 | 541455.243
| 2865 | 572637.679
| 2866 | 597639.3231
| 2867 | 594388.3529
| 2868 | 597562.2042
| 2869 | 597079.3584
| 2870 | 601559.5075
| 2871 | 606125.1276
| 2872 | 609437.2332
| 2873 | 597541.7925
| 2874 | 596249.2825
| 2875 | 653312.6084
| 2876 | 668273.1
| 2877 | 660029.2447
| 2878 | 640355.0322
| 2879 | 608422.616
| 2880 | 584468.0669
| 2881 | 577631.9494
| 2882 | 561563.5127
| 2883 | 548523.3906
| 2884 | 539616.1601
| 2885 | 556693.5156
| 2886 | 560409.4176
| 2887 | 534847.1538
| 2888 | 542673.4324
| 2889 | 545860.8424
| 2890 | 539195.7027
| 2891 | 534377.945
| 2892 | 549627.0903
| 2893 | 557216.7984
| 2894 | 573473.9231
| 2895 | 579540.1749
| 2896 | 593699.7393
| 2897 | 584875.4886
| 2898 | 602447.84
| 2899 | 673341.2797
| 2900 | 699085.6029
| 2901 | 695509.3196
| 2902 | 678601.7816
| 2903 | 646817.3833
| 2904 | 619944.9326
| 2905 | 593313.3587
| 2906 | 578670.1142
| 2907 | 566968.1321
| 2908 | 559486.0938
| 2909 | 572203.604
| 2910 | 572440.3462
| 2911 | 537201.2379
| 2912 | 548146.4109
| 2913 | 552671.1635
| 2914 | 543502.7096
| 2915 | 543379.2663
| 2916 | 541810.0028
| 2917 | 549491.9633
| 2918 | 561309.4927
| 2919 | 574220.1705
| 2920 | 587091.5295
| 2921 | 575638.5137
| 2922 | 590748.2063
| 2923 | 658976.8201
| 2924 | 683540.4989
| 2925 | 679015.2329
| 2926 | 660869.493
| 2927 | 628363.4784
| 2928 | 600826.9689
| 2929 | 500259.6406
| 2930 | 493908.1281
| 2931 | 488847.4522
| 2932 | 489998.5429
| 2933 | 508493.3295
| 2934 | 527928.3919
| 2935 | 499664.2346
| 2936 | 531165.7564
| 2937 | 570102.0955
| 2938 | 597580.6188
| 2939 | 603468.8144
| 2940 | 615408.0529
| 2941 | 619491.615
| 2942 | 619089.6032
| 2943 | 618220.3215
| 2944 | 618075.0189
| 2945 | 591738.5085
| 2946 | 576187.7769
| 2947 | 618992.8811
| 2948 | 631541.1125
| 2949 | 620740.3874
| 2950 | 598740.9669
| 2951 | 565679.7366
| 2952 | 540740.9831
| 2953 | 495748.6797
| 2954 | 484735.8695
| 2955 | 475100.9482
| 2956 | 471677.7934
| 2957 | 503472.3992
| 2958 | 535508.3984
| 2959 | 519469.8242
| 2960 | 545526.1039
| 2961 | 580178.144
| 2962 | 595736.9751
| 2963 | 594916.7665
| 2964 | 605663.0301
| 2965 | 606688.6887
| 2966 | 603571.567
| 2967 | 603167.6591
| 2968 | 599545.0651
| 2969 | 583505.7829
| 2970 | 578137.5726
| 2971 | 631125.1982
| 2972 | 647439.0067
| 2973 | 640461.4162
| 2974 | 622227.5728
| 2975 | 590436.9026
| 2976 | 566768.7092
| 2977 | 523046.9659
| 2978 | 508461.296
| 2979 | 495368.6299
| 2980 | 488487.7304
| 2981 | 509990.7206
| 2982 | 529989.1963
| 2983 | 507015.0692
| 2984 | 528195.2673
| 2985 | 563776.5001
| 2986 | 570823.0651
| 2987 | 575936.1676
| 2988 | 577288.6594
| 2989 | 573682.2616
| 2990 | 569448.3928
| 2991 | 578370.1155
| 2992 | 579998.0174
| 2993 | 569938.5375
| 2994 | 570705.7839
| 2995 | 629771.3086
| 2996 | 647241.994
| 2997 | 641306.1654
| 2998 | 624229.1989
| 2999 | 592062.2574
| 3000 | 568017.7926
| 3001 | 523977.3355
| 3002 | 515286.8698
| 3003 | 507944.7983
| 3004 | 506814.4934
| 3005 | 524269.6142
| 3006 | 543214.1479
| 3007 | 514178.1661
| 3008 | 546065.8758
| 3009 | 591881.9471
| 3010 | 613791.348
| 3011 | 621397.5917
| 3012 | 629897.7115
| 3013 | 643943.4471
| 3014 | 636840.1384
| 3015 | 635422.0389
| 3016 | 632758.8524
| 3017 | 613738.0693
| 3018 | 605651.771
| 3019 | 655806.1936
| 3020 | 670183.9514
| 3021 | 661501.9719
| 3022 | 641332.0778
| 3023 | 605380.087
| 3024 | 577608.1304
| 3025 | 529869.6762
| 3026 | 516029.3901
| 3027 | 503479.9407
| 3028 | 497286.8675
| 3029 | 524595.202
| 3030 | 553753.3682
| 3031 | 536085.9514
| 3032 | 561965.133
| 3033 | 593342.5643
| 3034 | 617659.0022
| 3035 | 625553.6205
| 3036 | 634673.8421
| 3037 | 641483.7779
| 3038 | 637561.1405
| 3039 | 634979.837
| 3040 | 629464.3533
| 3041 | 610982.7551
| 3042 | 603114.3734
| 3043 | 653746.4372
| 3044 | 670955.9663
| 3045 | 665105.7581
| 3046 | 647767.6352
| 3047 | 612426.441
| 3048 | 585294.7757
| 3049 | 575194.4899
| 3050 | 563516.172
| 3051 | 554779.1166
| 3052 | 550262.0049
| 3053 | 564281.9495
| 3054 | 568144.049
| 3055 | 537136.6876
| 3056 | 544096.0159
| 3057 | 547061.1552
| 3058 | 537886.128
| 3059 | 540516.9939
| 3060 | 558478.3627
| 3061 | 565259.1705
| 3062 | 573984.5841
| 3063 | 581572.6902
| 3064 | 586155.5674
| 3065 | 578773.822
| 3066 | 597708.0809
| 3067 | 669761.2611
| 3068 | 695787.6446
| 3069 | 692725.0834
| 3070 | 676042.0483
| 3071 | 638946.6113
| 3072 | 606965.2891
| 3073 | 575167.2861
| 3074 | 564334.2902
| 3075 | 556355.5046
| 3076 | 552596.6627
| 3077 | 562806.091
| 3078 | 562358.3973
| 3079 | 528906.1169
| 3080 | 546075.2791
| 3081 | 556376.9008
| 3082 | 569240.7382
| 3083 | 567094.7778
| 3084 | 575528.1741
| 3085 | 595264.4241
| 3086 | 593465.0941
| 3087 | 593893.1573
| 3088 | 592992.1573
| 3089 | 583143.8959
| 3090 | 599760.1056
| 3091 | 669639.8463
| 3092 | 692817.8499
| 3093 | 686906.9089
| 3094 | 667375.4939
| 3095 | 632964.355
| 3096 | 603407.6062
| 3097 | 500877.5962
| 3098 | 490916.5704
| 3099 | 482246.3813
| 3100 | 479787.9587
| 3101 | 501685.7203
| 3102 | 524887.7428
| 3103 | 503677.6067
| 3104 | 532524.7589
| 3105 | 578843.6393
| 3106 | 603877.6273
| 3107 | 599036.4223
| 3108 | 609907.716
| 3109 | 611355.8838
| 3110 | 613058.9055
| 3111 | 614274.9474
| 3112 | 614169.7017
| 3113 | 598035.1833
| 3114 | 592612.2791
| 3115 | 645632.2629
| 3116 | 656458.065
| 3117 | 643934.9105
| 3118 | 620155.5031
| 3119 | 587500.0388
| 3120 | 563111.6609
| 3121 | 518669.7331
| 3122 | 503389.078
| 3123 | 489399.2596
| 3124 | 481765.8173
| 3125 | 512362.8609
| 3126 | 541387.7929
| 3127 | 523082.2454
| 3128 | 549800.8829
| 3129 | 585449.6427
| 3130 | 594954.8819
| 3131 | 601922.0571
| 3132 | 610817.3663
| 3133 | 613408.9495
| 3134 | 615342.3801
| 3135 | 617668.4039
| 3136 | 620595.1378
| 3137 | 601960.5469
| 3138 | 594254.8153
| 3139 | 644847.362
| 3140 | 657171.0906
| 3141 | 646203.4201
| 3142 | 623979.4968
| 3143 | 590518.2276
| 3144 | 565236.9927
| 3145 | 519989.2601
| 3146 | 504357.5329
| 3147 | 490218.8095
| 3148 | 482234.2952
| 3149 | 506969.9188
| 3150 | 533058.6371
| 3151 | 511340.6906
| 3152 | 539164.5594
| 3153 | 574004.9601
| 3154 | 595666.7764
| 3155 | 602852.7961
| 3156 | 605810.5104
| 3157 | 605932.0196
| 3158 | 614633.1845
| 3159 | 618556.4931
| 3160 | 621170.644
| 3161 | 603341.3539
| 3162 | 595471.5405
| 3163 | 645957.5629
| 3164 | 661756.2176
| 3165 | 654263.4732
| 3166 | 635572.0334
| 3167 | 604178.5386
| 3168 | 580907.5205
| 3169 | 537582.9526
| 3170 | 526436.987
| 3171 | 516639.4156
| 3172 | 513198.2204
| 3173 | 533414.5386
| 3174 | 553413.7933
| 3175 | 531595.5637
| 3176 | 550503.5038
| 3177 | 585489.9601
| 3178 | 598680.5138
| 3179 | 607193.666
| 3180 | 608445.9834
| 3181 | 616131.3873
| 3182 | 610350.6509
| 3183 | 610777.9104
| 3184 | 605201.1795
| 3185 | 592685.4867
| 3186 | 591028.1596
| 3187 | 647726.6683
| 3188 | 665166.4273
| 3189 | 659199.6723
| 3190 | 642034.2219
| 3191 | 610737.8016
| 3192 | 587708.4677
| 3193 | 544568.0265
| 3194 | 533817.8044
| 3195 | 524503.0287
| 3196 | 521400.0195
| 3197 | 539793.1771
| 3198 | 558999.825
| 3199 | 530747.0532
| 3200 | 548708.489
| 3201 | 575490.6692
| 3202 | 586734.0257
| 3203 | 588715.5597
| 3204 | 594045.0851
| 3205 | 593998.966
| 3206 | 604390.2063
| 3207 | 614644.8388
| 3208 | 625383.7936
| 3209 | 607019.3062
| 3210 | 599640.8791
| 3211 | 650503.1729
| 3212 | 662950.6071
| 3213 | 652193.6944
| 3214 | 630093.4767
| 3215 | 600404.3708
| 3216 | 578924.7938
| 3217 | 574476.5962
| 3218 | 562196.0724
| 3219 | 552769.7588
| 3220 | 547563.3891
| 3221 | 562872.0788
| 3222 | 569017.156
| 3223 | 540796.9216
| 3224 | 564772.1954
| 3225 | 579429.4602
| 3226 | 590649.6146
| 3227 | 594891.4818
| 3228 | 606867.0892
| 3229 | 621806.1114
| 3230 | 625120.09
| 3231 | 624878.0151
| 3232 | 623391.8916
| 3233 | 610996.5667
| 3234 | 624984.6041
| 3235 | 692380.782
| 3236 | 712483.8984
| 3237 | 703295.9031
| 3238 | 680689.6009
| 3239 | 645239.5636
| 3240 | 614701.4739
| 3241 | 584461.8185
| 3242 | 573220.193
| 3243 | 564832.7779
| 3244 | 560752.3586
| 3245 | 573116.1537
| 3246 | 576171.2427
| 3247 | 543413.7113
| 3248 | 556638.987
| 3249 | 561436.0997
| 3250 | 557606.8661
| 3251 | 563848.5754
| 3252 | 582514.5538
| 3253 | 610510.1776
| 3254 | 611106.2815
| 3255 | 609076.3837
| 3256 | 608825.6043
| 3257 | 599822.9683
| 3258 | 616808.2906
| 3259 | 686999.5862
| 3260 | 707890.4671
| 3261 | 699490.2362
| 3262 | 677614.1409
| 3263 | 640174.7908
| 3264 | 607849.5554
| 3265 | 502406.4491
| 3266 | 498214.0583
| 3267 | 495370.0617
| 3268 | 498737.8317
| 3269 | 521062.6168
| 3270 | 544819.8487
| 3271 | 520570.7916
| 3272 | 545360.2252
| 3273 | 579991.6291
| 3274 | 601334.9063
| 3275 | 601649.0728
| 3276 | 605630.0333
| 3277 | 614226.2888
| 3278 | 611875.3746
| 3279 | 610754.8845
| 3280 | 607426.2218
| 3281 | 592331.2647
| 3282 | 587835.0075
| 3283 | 641926.2478
| 3284 | 653726.2319
| 3285 | 642466.4786
| 3286 | 619718.8107
| 3287 | 581141.5111
| 3288 | 550888.8554
| 3289 | 500525.0923
| 3290 | 492051.9706
| 3291 | 484956.7377
| 3292 | 484130.8288
| 3293 | 511358.1877
| 3294 | 538419.0764
| 3295 | 521084.9088
| 3296 | 551609.965
| 3297 | 595212.9422
| 3298 | 618196.9357
| 3299 | 620859.402
| 3300 | 632939.8926
| 3301 | 635006.2637
| 3302 | 628775.6239
| 3303 | 621536.4247
| 3304 | 617822.8455
| 3305 | 600000.7287
| 3306 | 591841.696
| 3307 | 642125.5513
| 3308 | 658221.4432
| 3309 | 651257.5978
| 3310 | 632805.8377
| 3311 | 594976.7854
| 3312 | 565270.2099
| 3313 | 515654.6943
| 3314 | 505113.7982
| 3315 | 495806.1814
| 3316 | 492710.3311
| 3317 | 517778.909
| 3318 | 547299.8606
| 3319 | 523377.8589
| 3320 | 549611.5388
| 3321 | 592143.9181
| 3322 | 619138.2612
| 3323 | 625984.3195
| 3324 | 632358.7467
| 3325 | 637757.2583
| 3326 | 635042.0739
| 3327 | 632382.5596
| 3328 | 630455.2141
| 3329 | 612018.5035
| 3330 | 604114.9001
| 3331 | 654856.3518
| 3332 | 665903.7932
| 3333 | 653659.8355
| 3334 | 630217.1824
| 3335 | 590533.4044
| 3336 | 558972.1033
| 3337 | 507357.2523
| 3338 | 492218.3432
| 3339 | 478572.438
| 3340 | 471080.7418
| 3341 | 506669.7966
| 3342 | 541022.3429
| 3343 | 529052.2199
| 3344 | 564247.9848
| 3345 | 606991.8205
| 3346 | 631366.141
| 3347 | 636756.9282
| 3348 | 641552.7596
| 3349 | 647441.3561
| 3350 | 633760.8285
| 3351 | 628018.0854
| 3352 | 621674.7803
| 3353 | 606489.5482
| 3354 | 601352.9997
| 3355 | 654659.3391
| 3356 | 667067.2563
| 3357 | 656472.9936
| 3358 | 634333.2588
| 3359 | 596330.1023
| 3360 | 566506.9801
| 3361 | 516717.3602
| 3362 | 509898.2288
| 3363 | 504369.9341
| 3364 | 505198.0156
| 3365 | 527897.8594
| 3366 | 553501.6658
| 3367 | 532585.2962
| 3368 | 560384.7618
| 3369 | 602202.1454
| 3370 | 621691.2552
| 3371 | 628670.1238
| 3372 | 637449.2055
| 3373 | 638020.2903
| 3374 | 634311.8469
| 3375 | 627554.7862
| 3376 | 623945.1441
| 3377 | 610811.5144
| 3378 | 608439.7298
| 3379 | 664568.3908
| 3380 | 677469.1261
| 3381 | 667078.4623
| 3382 | 645431.5456
| 3383 | 608521.9814
| 3384 | 579937.0611
| 3385 | 568268.4052
| 3386 | 550755.3042
| 3387 | 535981.2985
| 3388 | 525427.2366
| 3389 | 545366.8416
| 3390 | 554927.7196
| 3391 | 533269.712
| 3392 | 552958.2128
| 3393 | 567889.6273
| 3394 | 568631.2932
| 3395 | 571053.9943
| 3396 | 585344.2561
| 3397 | 595453.6365
| 3398 | 591721.0377
| 3399 | 592103.6205
| 3400 | 589520.7333
| 3401 | 585915.8188
| 3402 | 607618.5643
| 3403 | 682729.4504
| 3404 | 704918.9543
| 3405 | 697932.4613
| 3406 | 677412.5465
| 3407 | 639474.6512
| 3408 | 606448.7034
| 3409 | 573808.2421
| 3410 | 555769.9647
| 3411 | 540672.9498
| 3412 | 529738.3212
| 3413 | 551578.6778
| 3414 | 562572.9936
| 3415 | 543917.2277
| 3416 | 564086.4409
| 3417 | 580088.5107
| 3418 | 588787.0901
| 3419 | 584656.7606
| 3420 | 592810.3932
| 3421 | 594570.7346
| 3422 | 604344.1298
| 3423 | 600126.7495
| 3424 | 602756.0925
| 3425 | 597200.5231
| 3426 | 617179.4075
| 3427 | 690219.6557
| 3428 | 704978.2299
| 3429 | 708112.6918
| 3430 | 688981.3157
| 3431 | 653674.4562
| 3432 | 623279.5444
| 3433 | 519766.7617
| 3434 | 505268.1439
| 3435 | 492002.8054
| 3436 | 485006.7908
| 3437 | 501173.2252
| 3438 | 518768.4453
| 3439 | 487004.7639
| 3440 | 516961.3324
| 3441 | 559910.2332
| 3442 | 574203.2147
| 3443 | 583762.4556
| 3444 | 586218.6868
| 3445 | 583751.7326
| 3446 | 586922.6048
| 3447 | 583410.6869
| 3448 | 583947.8716
| 3449 | 570169.3402
| 3450 | 567030.6952
| 3451 | 622479.5477
| 3452 | 629457.3023
| 3453 | 630782.5945
| 3454 | 612089.7229
| 3455 | 577760.796
| 3456 | 551611.9034
| 3457 | 505351.9036
| 3458 | 498125.5744
| 3459 | 492132.5245
| 3460 | 492408.7986
| 3461 | 508512.8848
| 3462 | 524044.1705
| 3463 | 498172.9658
| 3464 | 521065.2946
| 3465 | 555384.2558
| 3466 | 566306.4144
| 3467 | 573889.018
| 3468 | 576655.5842
| 3469 | 569062.3409
| 3470 | 576978.8755
| 3471 | 576495.9864
| 3472 | 580639.5687
| 3473 | 569632.7097
| 3474 | 569213.5845
| 3475 | 627092.7376
| 3476 | 634768.341
| 3477 | 636906.5969
| 3478 | 618969.1316
| 3479 | 585270.4735
| 3480 | 559751.8498
| 3481 | 514266.7283
| 3482 | 503846.6744
| 3483 | 494659.8996
| 3484 | 491829.5011
| 3485 | 508955.227
| 3486 | 528468.2712
| 3487 | 502275.6909
| 3488 | 526675.9371
| 3489 | 564244.5427
| 3490 | 580406.3128
| 3491 | 587616.2761
| 3492 | 592684.343
| 3493 | 604093.5561
| 3494 | 594879.3308
| 3495 | 598740.6863
| 3496 | 593265.8422
| 3497 | 580054.0516
| 3498 | 576572.9252
| 3499 | 631390.0772
| 3500 | 634692.1703
| 3501 | 632456.9161
| 3502 | 610088.3831
| 3503 | 579276.1903
| 3504 | 556586.4742
| 3505 | 513843.2083
| 3506 | 504838.3241
| 3507 | 497124.2766
| 3508 | 495766.6052
| 3509 | 515752.1652
| 3510 | 540106.9855
| 3511 | 514314.3239
| 3512 | 546630.31
| 3513 | 584026.2946
| 3514 | 612933.4793
| 3515 | 620466.4418
| 3516 | 630023.9715
| 3517 | 631847.0175
| 3518 | 635083.7831
| 3519 | 632890.4701
| 3520 | 633123.5722
| 3521 | 614699.938
| 3522 | 607050.3321
| 3523 | 657786.0567
| 3524 | 659213.952
| 3525 | 655278.6041
| 3526 | 630978.3158
| 3527 | 594002.6034
| 3528 | 565149.3678
| 3529 | 516242.5825
| 3530 | 508970.1501
| 3531 | 503046.1119
| 3532 | 503276.2827
| 3533 | 526850.326
| 3534 | 550483.8321
| 3535 | 526770.9675
| 3536 | 554975.1409
| 3537 | 602083.8862
| 3538 | 620670.5061
| 3539 | 628450.8397
| 3540 | 632325.8186
| 3541 | 640328.4702
| 3542 | 637139.476
| 3543 | 640722.1202
| 3544 | 637666.7209
| 3545 | 620020.4264
| 3546 | 611800.9727
| 3547 | 662226.5741
| 3548 | 664748.0617
| 3549 | 661906.3061
| 3550 | 638757.1676
| 3551 | 603241.8692
| 3552 | 575849.0475
| 3553 | 565430.0478
| 3554 | 553378.3222
| 3555 | 544267.8589
| 3556 | 539377.3395
| 3557 | 555060.843
| 3558 | 559101.2776
| 3559 | 530482.3187
| 3560 | 547481.9884
| 3561 | 564461.8325
| 3562 | 571609.7387
| 3563 | 573762.5009
| 3564 | 583700.4815
| 3565 | 590365.036
| 3566 | 593159.7803
| 3567 | 592716.5949
| 3568 | 589212.901
| 3569 | 582730.1119
| 3570 | 601800.3898
| 3571 | 673932.0314
| 3572 | 684994.0403
| 3573 | 684489.4943
| 3574 | 661776.6678
| 3575 | 624995.6493
| 3576 | 593184.136
| 3577 | 561758.109
| 3578 | 554272.0382
| 3579 | 549784.7873
| 3580 | 549517.4802
| 3581 | 557821.8042
| 3582 | 557116.7956
| 3583 | 523059.4199
| 3584 | 541151.3503
| 3585 | 561045.4103
| 3586 | 572925.5301
| 3587 | 583649.8468
| 3588 | 590663.7194
| 3589 | 602688.0474
| 3590 | 601153.3788
| 3591 | 601756.4998
| 3592 | 599079.8584
| 3593 | 590291.6198
| 3594 | 606989.1546
| 3595 | 676748.0531
| 3596 | 688530.2465
| 3597 | 688832.9371
| 3598 | 666782.7376
| 3599 | 632433.4516
| 3600 | 603053.6706
| 3601 | 500498.4613
| 3602 | 493044.7657
| 3603 | 486881.9069
| 3604 | 487017.8667
| 3605 | 501392.6968
| 3606 | 518272.2739
| 3607 | 486240.3832
| 3608 | 513745.4465
| 3609 | 551371.8673
| 3610 | 567555.0611
| 3611 | 578882.9679
| 3612 | 577899.9901
| 3613 | 587452.9226
| 3614 | 584437.4199
| 3615 | 582508.7653
| 3616 | 582729.62
| 3617 | 567216.7269
| 3618 | 562465.0403
| 3619 | 616011.6322
| 3620 | 622457.0516
| 3621 | 623452.1757
| 3622 | 604226.9689
| 3623 | 568689.3347
| 3624 | 541216.6198
| 3625 | 497821.3221
| 3626 | 486720.028
| 3627 | 477054.1802
| 3628 | 473600.099
| 3629 | 496127.8344
| 3630 | 520410.0307
| 3631 | 496984.1073
| 3632 | 526452.5411
| 3633 | 571844.6055
| 3634 | 597755.784
| 3635 | 596734.538
| 3636 | 604634.966
| 3637 | 599732.9133
| 3638 | 602470.7284
| 3639 | 607319.9194
| 3640 | 608118.6785
| 3641 | 591837.8739
| 3642 | 585996.8904
| 3643 | 638656.3524
| 3644 | 643395.951
| 3645 | 642772.3065
| 3646 | 621783.7215
| 3647 | 581990.5557
| 3648 | 550319.8667
| 3649 | 498740.2374
| 3650 | 489731.0579
| 3651 | 482099.7672
| 3652 | 480824.8526
| 3653 | 506699.9054
| 3654 | 535770.3508
| 3655 | 514759.7545
| 3656 | 543796.7748
| 3657 | 583406.7971
| 3658 | 603150.7549
| 3659 | 605029.7105
| 3660 | 602882.5065
| 3661 | 602558.9832
| 3662 | 604536.9607
| 3663 | 604442.7608
| 3664 | 606878.3318
| 3665 | 593144.5148
| 3666 | 588779.1221
| 3667 | 643058.7845
| 3668 | 648912.0203
| 3669 | 649170.3513
| 3670 | 629352.961
| 3671 | 593684.4623
| 3672 | 566138.4403
| 3673 | 518770.5303
| 3674 | 509612.4458
| 3675 | 501889.8077
| 3676 | 500378.936
| 3677 | 526556.83
| 3678 | 552821.8918
| 3679 | 531281.0249
| 3680 | 553764.6425
| 3681 | 589754.0681
| 3682 | 605640.9153
| 3683 | 606815.602
| 3684 | 608701.3325
| 3685 | 600184.1153
| 3686 | 603707.3167
| 3687 | 610055.5653
| 3688 | 612439.2157
| 3689 | 600926.8029
| 3690 | 598983.1201
| 3691 | 655482.3253
| 3692 | 662750.7309
| 3693 | 664713.4508
| 3694 | 646311.2302
| 3695 | 613043.5375
| 3696 | 587955.879
| 3697 | 542901.7228
| 3698 | 530388.1225
| 3699 | 519454.5782
| 3700 | 514732.8004
| 3701 | 529891.9544
| 3702 | 544456.6366
| 3703 | 512497.8138
| 3704 | 523122.9476
| 3705 | 547674.5188
| 3706 | 551472.9901
| 3707 | 551320.2623
| 3708 | 549436.9608
| 3709 | 548029.5655
| 3710 | 554938.9828
| 3711 | 574198.6994
| 3712 | 584430.0759
| 3713 | 570649.5587
| 3714 | 566502.9417
| 3715 | 620799.2127
| 3716 | 626655.3121
| 3717 | 626916.5066
| 3718 | 607101.9798
| 3719 | 572824.8833
| 3720 | 546583.2115
| 3721 | 537547.0233
| 3722 | 531859.5525
| 3723 | 529200.3962
| 3724 | 530818.7412
| 3725 | 549212.6197
| 3726 | 559365.8072
| 3727 | 532652.1903
| 3728 | 541950.8339
| 3729 | 545480.406
| 3730 | 541272.7406
| 3731 | 540163.515
| 3732 | 539019.7674
| 3733 | 548277.8682
| 3734 | 566699.8618
| 3735 | 582398.1491
| 3736 | 595937.0462
| 3737 | 585657.526
| 3738 | 601696.729
| 3739 | 670999.463
| 3740 | 684146.4275
| 3741 | 685611.7222
| 3742 | 664868.7363
| 3743 | 630537.4907
| 3744 | 601060.6351
| 3745 | 572026.8234
| 3746 | 561860.7499
| 3747 | 554635.9387
| 3748 | 551775.681
| 3749 | 566343.0503
| 3750 | 569896.2507
| 3751 | 538458.5383
| 3752 | 544860.2147
| 3753 | 549571.8559
| 3754 | 544593.4255
| 3755 | 534259.0386
| 3756 | 536518.1972
| 3757 | 535339.0733
| 3758 | 546470.0506
| 3759 | 553673.342
| 3760 | 560221.5168
| 3761 | 557684.0131
| 3762 | 580482.3554
| 3763 | 656544.2287
| 3764 | 673004.3283
| 3765 | 678042.4827
| 3766 | 660670.1895
| 3767 | 622102.0253
| 3768 | 588445.8087
| 3769 | 481816.3309
| 3770 | 473205.7584
| 3771 | 466175.2419
| 3772 | 465356.4919
| 3773 | 490588.6104
| 3774 | 516776.3934
| 3775 | 495264.3582
| 3776 | 518904.0609
| 3777 | 554777.7803
| 3778 | 571832.7782
| 3779 | 568832.415
| 3780 | 577173.9625
| 3781 | 575643.576
| 3782 | 581731.101
| 3783 | 588363.2484
| 3784 | 595509.1053
| 3785 | 581385.6055
| 3786 | 577777.0508
| 3787 | 632611.3841
| 3788 | 638427.9664
| 3789 | 638851.811
| 3790 | 619055.3246
| 3791 | 580417.604
| 3792 | 549844.8026
| 3793 | 499420.6185
| 3794 | 489915.7573
| 3795 | 481846.3424
| 3796 | 480133.3036
| 3797 | 503251.9598
| 3798 | 524534.105
| 3799 | 500923.8387
| 3800 | 527245.6231
| 3801 | 566177.8659
| 3802 | 575540.7176
| 3803 | 585675.1182
| 3804 | 587984.436
| 3805 | 585659.9208
| 3806 | 586450.4544
| 3807 | 588197.8608
| 3808 | 587434.4767
| 3809 | 574555.1637
| 3810 | 572353.1881
| 3811 | 628594.1004
| 3812 | 633220.0158
| 3813 | 632308.5839
| 3814 | 611321.4306
| 3815 | 573260.7167
| 3816 | 543120.3123
| 3817 | 493273.135
| 3818 | 480790.4611
| 3819 | 469743.2336
| 3820 | 464907.7726
| 3821 | 493557.619
| 3822 | 522399.3278
| 3823 | 505192.4454
| 3824 | 538458.1257
| 3825 | 582281.1945
| 3826 | 605333.0672
| 3827 | 604320.1083
| 3828 | 612836.2869
| 3829 | 610426.4779
| 3830 | 608552.0667
| 3831 | 612254.1712
| 3832 | 611464.8404
| 3833 | 592177.4917
| 3834 | 583531.3681
| 3835 | 633385.6899
| 3836 | 639344.0182
| 3837 | 639909.6088
| 3838 | 620254.8685
| 3839 | 583283.4515
| 3840 | 554492.0688
| 3841 | 505878.798
| 3842 | 487301.6164
| 3843 | 470217.4386
| 3844 | 459345.0273
| 3845 | 491390.0412
| 3846 | 524040.6469
| 3847 | 508307.9722
| 3848 | 537336.1141
| 3849 | 584032.2365
| 3850 | 600091.3094
| 3851 | 606041.5096
| 3852 | 617561.6151
| 3853 | 620112.9367
| 3854 | 622941.926
| 3855 | 628042.974
| 3856 | 627586.4471
| 3857 | 608337.115
| 3858 | 599713.3271
| 3859 | 649532.4271
| 3860 | 654443.2665
| 3861 | 653846.253
| 3862 | 633028.9087
| 3863 | 590694.6227
| 3864 | 556280.6463
| 3865 | 502159.8969
| 3866 | 490578.6707
| 3867 | 480635.0579
| 3868 | 476845.6542
| 3869 | 508131.3029
| 3870 | 541161.7595
| 3871 | 525090.3618
| 3872 | 553811.3199
| 3873 | 593115.0018
| 3874 | 624259.5635
| 3875 | 628910.8859
| 3876 | 634811.5849
| 3877 | 633949.6742
| 3878 | 633286.5648
| 3879 | 635364.2552
| 3880 | 633712.162
| 3881 | 619508.9952
| 3882 | 615803.3659
| 3883 | 670540.6247
| 3884 | 672292.9609
| 3885 | 668537.4444
| 3886 | 644561.5971
| 3887 | 605133.2484
| 3888 | 573884.934
| 3889 | 559755.0511
| 3890 | 540443.3501
| 3891 | 524217.5211
| 3892 | 512211.636
| 3893 | 543100.5526
| 3894 | 564224.9924
| 3895 | 548015.971
| 3896 | 561306.0533
| 3897 | 567174.139
| 3898 | 565359.8042
| 3899 | 563594.399
| 3900 | 567619.354
| 3901 | 573698.8625
| 3902 | 578152.9304
| 3903 | 580137.2666
| 3904 | 582201.4451
| 3905 | 574181.5361
| 3906 | 592371.8429
| 3907 | 663970.2903
| 3908 | 680080.7496
| 3909 | 684711.7063
| 3910 | 667047.3303
| 3911 | 632690.8853
| 3912 | 603303.9455
| 3913 | 574389.5441
| 3914 | 552601.4392
| 3915 | 533697.0393
| 3916 | 519012.5832
| 3917 | 544039.8393
| 3918 | 557291.7431
| 3919 | 537468.8803
| 3920 | 556633.3544
| 3921 | 570073.5231
| 3922 | 584222.5062
| 3923 | 580826.2896
| 3924 | 583667.9257
| 3925 | 589613.9437
| 3926 | 598826.2207
| 3927 | 604065.8782
| 3928 | 610184.9719
| 3929 | 599322.9913
| 3930 | 614303.8239
| 3931 | 682750.3544
| 3932 | 696911.0179
| 3933 | 699592.1788
| 3934 | 679920.4495
| 3935 | 645276.2171
| 3936 | 615601.4898
| 3937 | 512895.9437
| 3938 | 490029.4405
| 3939 | 468655.9411
| 3940 | 453436.6507
| 3941 | 490826.4002
| 3942 | 528161.169
| 3943 | 516198.2493
| 3944 | 538795.981
| 3945 | 576331.607
| 3946 | 598904.7933
| 3947 | 600884.4616
| 3948 | 602080.4443
| 3949 | 596718.0205
| 3950 | 605374.0256
| 3951 | 613376.004
| 3952 | 617754.6213
| 3953 | 596646.6447
| 3954 | 585977.4182
| 3955 | 633751.0797
| 3956 | 643382.2059
| 3957 | 647563.0369
| 3958 | 631523.537
| 3959 | 591590.0569
| 3960 | 559836.6111
| 3961 | 508116.6676
| 3962 | 499008.9816
| 3963 | 491336.7421
| 3964 | 490020.8786
| 3965 | 517848.4104
| 3966 | 545184.9364
| 3967 | 523495.0113
| 3968 | 549013.2574
| 3969 | 587563.1652
| 3970 | 609453.8814
| 3971 | 617745.1452
| 3972 | 628526.3084
| 3973 | 636186.1679
| 3974 | 639319.927
| 3975 | 641516.2603
| 3976 | 639669.471
| 3977 | 610231.3578
| 3978 | 591235.1947
| 3979 | 630884.0867
| 3980 | 633979.7174
| 3981 | 631538.0008
| 3982 | 608963.0053
| 3983 | 571067.8049
| 3984 | 541237.5238
| 3985 | 491498.3025
| 3986 | 480289.0523
| 3987 | 470659.8581
| 3988 | 467184.8729
| 3989 | 502108.8709
| 3990 | 536806.0034
| 3991 | 522384.9163
| 3992 | 546332.3283
| 3993 | 581388.9274
| 3994 | 601758.2889
| 3995 | 603611.8577
| 3996 | 609726.9984
| 3997 | 614860.3833
| 3998 | 615633.3776
| 3999 | 624874.0819
| 4000 | 631014.3923
| 4001 | 612749.5696
| 4002 | 604113.4683
| 4003 | 654122.4222
| 4004 | 659126.0408
| 4005 | 658736.9216
| 4006 | 638069.914
| 4007 | 600873.9941
| 4008 | 571800.551
| 4009 | 522760.6103
| 4010 | 500879.7433
| 4011 | 480434.3226
| 4012 | 466345.278
| 4013 | 504441.6932
| 4014 | 542095.3935
| 4015 | 531493.8015
| 4016 | 558797.6813
| 4017 | 604650.5207
| 4018 | 627581.2907
| 4019 | 619907.2722
| 4020 | 621269.105
| 4021 | 608640.6952
| 4022 | 621045.2048
| 4023 | 630811.5193
| 4024 | 637933.6774
| 4025 | 618063.4718
| 4026 | 608125.884
| 4027 | 656631.1842
| 4028 | 663052.8361
| 4029 | 664024.1927
| 4030 | 644775.2184
| 4031 | 607000.8601
| 4032 | 577348.9785
| 4033 | 527932.7664
| 4034 | 512695.351
| 4035 | 498950.9394
| 4036 | 491418.2943
| 4037 | 521470.2713
| 4038 | 552757.6451
| 4039 | 533421.4362
| 4040 | 550966.803
| 4041 | 582773.9596
| 4042 | 594256.7983
| 4043 | 587796.0917
| 4044 | 583542.9636
| 4045 | 574533.9277
| 4046 | 584341.7771
| 4047 | 595590.015
| 4048 | 605833.0333
| 4049 | 593610.1291
| 4050 | 591724.0038
| 4051 | 648338.324
| 4052 | 655286.5839
| 4053 | 656929.1582
| 4054 | 638206.792
| 4055 | 603759.8866
| 4056 | 577493.0154
| 4057 | 568489.1855
| 4058 | 554713.5987
| 4059 | 543936.8318
| 4060 | 537322.4512
| 4061 | 549073.5425
| 4062 | 548869.9269
| 4063 | 514309.4587
| 4064 | 520208.4949
| 4065 | 520670.6609
| 4066 | 514229.0403
| 4067 | 521159.4278
| 4068 | 527731.4063
| 4069 | 533942.4938
| 4070 | 543934.2108
| 4071 | 547812.3516
| 4072 | 552472.6078
| 4073 | 548771.1928
| 4074 | 570978.2107
| 4075 | 646448.7595
| 4076 | 663984.411
| 4077 | 669953.5077
| 4078 | 653714.3238
| 4079 | 619329.816
| 4080 | 589770.2037
| 4081 | 560683.1299
| 4082 | 548489.6581
| 4083 | 539439.6159
| 4084 | 534551.9601
| 4085 | 546101.9438
| 4086 | 546268.9483
| 4087 | 515433.5808
| 4088 | 535414.3118
| 4089 | 551346.9904
| 4090 | 558357.9284
| 4091 | 562742.0928
| 4092 | 570442.0779
| 4093 | 588626.7941
| 4094 | 589369.8858
| 4095 | 590317.0203
| 4096 | 590302.9769
| 4097 | 575078.6884
| 4098 | 585365.8651
| 4099 | 648916.5726
| 4100 | 658441.1379
| 4101 | 656428.643
| 4102 | 632120.8153
| 4103 | 597562.2032
| 4104 | 567973.0963
| 4105 | 465555.3377
| 4106 | 454086.3629
| 4107 | 444052.8344
| 4108 | 440288.63
| 4109 | 472214.1148
| 4110 | 503756.9292
| 4111 | 488688.1086
| 4112 | 522834.9726
| 4113 | 569303.7659
| 4114 | 594777.3027
| 4115 | 603031.6467
| 4116 | 612525.7442
| 4117 | 617540.6896
| 4118 | 615079.3008
| 4119 | 610031.228
| 4120 | 609706.0138
| 4121 | 586412.293
| 4122 | 573308.4706
| 4123 | 618589.9786
| 4124 | 618422.8728
| 4125 | 612747.9143
| 4126 | 586852.6248
| 4127 | 551063.284
| 4128 | 523338.8625
| 4129 | 475850.1105
| 4130 | 462858.0098
| 4131 | 451301.3556
| 4132 | 446014.0253
| 4133 | 479760.0091
| 4134 | 512949.257
| 4135 | 497151.1887
| 4136 | 533303.2569
| 4137 | 570160.3388
| 4138 | 594060.9167
| 4139 | 606517.8194
| 4140 | 617603.7495
| 4141 | 620619.3352
| 4142 | 620816.7789
| 4143 | 621990.0436
| 4144 | 620329.2709
| 4145 | 591580.1538
| 4146 | 573248.0495
| 4147 | 613301.2757
| 4148 | 617948.0951
| 4149 | 617087.0618
| 4150 | 596063.255
| 4151 | 563146.6343
| 4152 | 538352.4904
| 4153 | 493794.0159
| 4154 | 479265.9035
| 4155 | 466230.7949
| 4156 | 459552.0624
| 4157 | 491306.7575
| 4158 | 525944.7188
| 4159 | 508503.208
| 4160 | 539506.1818
| 4161 | 583657.4127
| 4162 | 607373.5432
| 4163 | 607754.6754
| 4164 | 616680.9254
| 4165 | 615848.6927
| 4166 | 617546.5771
| 4167 | 619145.667
| 4168 | 617469.832
| 4169 | 594230.6619
| 4170 | 581526.8784
| 4171 | 627323.5403
| 4172 | 631076.0709
| 4173 | 629435.8638
| 4174 | 607517.7683
| 4175 | 571456.3896
| 4176 | 543517.4877
| 4177 | 495814.2552
| 4178 | 486512.9928
| 4179 | 478704.7343
| 4180 | 477252.8519
| 4181 | 503676.6625
| 4182 | 531105.4938
| 4183 | 509105.1949
| 4184 | 541957.5667
| 4185 | 586073.9267
| 4186 | 614086.3616
| 4187 | 621553.8016
| 4188 | 630663.0257
| 4189 | 635644.1524
| 4190 | 636233.8791
| 4191 | 634673.8932
| 4192 | 630178.8479
| 4193 | 608441.3485
| 4194 | 596429.6866
| 4195 | 642947.9648
| 4196 | 643208.9607
| 4197 | 637817.4943
| 4198 | 612407.8641
| 4199 | 573014.7371
| 4200 | 541599.4774
| 4201 | 490419.887
| 4202 | 485483.5442
| 4203 | 482069.6998
| 4204 | 484925.1795
| 4205 | 509824.0773
| 4206 | 532653.8132
| 4207 | 510915.8219
| 4208 | 538412.2186
| 4209 | 585617.9325
| 4210 | 610931.5969
| 4211 | 618359.8033
| 4212 | 626726.4212
| 4213 | 628306.831
| 4214 | 631505.2034
| 4215 | 636559.7529
| 4216 | 641104.6699
| 4217 | 619847.7539
| 4218 | 609177.0957
| 4219 | 656891.7679
| 4220 | 658057.075
| 4221 | 653916.6965
| 4222 | 629411.3775
| 4223 | 590046.3134
| 4224 | 558659.1165
| 4225 | 544534.9608
| 4226 | 532459.4676
| 4227 | 523382.7943
| 4228 | 518613.117
| 4229 | 541064.7614
| 4230 | 550373.0551
| 4231 | 526126.2992
| 4232 | 541443.9758
| 4233 | 559715.072
| 4234 | 565139.5595
| 4235 | 569383.3867
| 4236 | 578202.3166
| 4237 | 587219.3975
| 4238 | 586971.9048
| 4239 | 589877.0133
| 4240 | 590742.4483
| 4241 | 583919.9197
| 4242 | 602988.7658
| 4243 | 675378.7003
| 4244 | 682999.573
| 4245 | 679285.5527
| 4246 | 653074.0326
| 4247 | 613513.0732
| 4248 | 578719.4519
| 4249 | 544455.9266
| 4250 | 530236.4885
| 4251 | 519102.9225
| 4252 | 512131.7427
| 4253 | 540366.3599
| 4254 | 555386.2838
| 4255 | 535479.0806
| 4256 | 556168.5677
| 4257 | 574170.1789
| 4258 | 587310.4913
| 4259 | 591717.4582
| 4260 | 603425.3976
| 4261 | 616961.0507
| 4262 | 619554.4769
| 4263 | 616776.3617
| 4264 | 616707.5098
| 4265 | 604394.923
| 4266 | 618241.2144
| 4267 | 685351.0366
| 4268 | 693143.15
| 4269 | 689398.2032
| 4270 | 663300.3663
| 4271 | 620934.2668
| 4272 | 583480.115
| 4273 | 473139.754
| 4274 | 461868.651
| 4275 | 452032.9943
| 4276 | 448409.1042
| 4277 | 482487.7946
| 4278 | 515637.4481
| 4279 | 500057.829
| 4280 | 528882.6512
| 4281 | 575997.5946
| 4282 | 596212.4085
| 4283 | 595185.7991
| 4284 | 602948.6074
| 4285 | 596814.1902
| 4286 | 601208.0946
| 4287 | 603840.6293
| 4288 | 607660.9619
| 4289 | 590023.238
| 4290 | 582761.3577
| 4291 | 633942.3653
| 4292 | 636263.1176
| 4293 | 632988.965
| 4294 | 609639.0911
| 4295 | 566915.6477
| 4296 | 532112.514
| 4297 | 477545.0497
| 4298 | 466619.2916
| 4299 | 457216.032
| 4300 | 454024.5389
| 4301 | 485681.873
| 4302 | 517313.3218
| 4303 | 501778.6963
| 4304 | 539164.0798
| 4305 | 585855.4846
| 4306 | 613013.6561
| 4307 | 614757.7353
| 4308 | 623930.2211
| 4309 | 625977.7027
| 4310 | 626146.614
| 4311 | 628655.7092
| 4312 | 628294.8424
| 4313 | 604164.0538
| 4314 | 590391.8773
| 4315 | 635264.7558
| 4316 | 638302.829
| 4317 | 636092.7741
| 4318 | 613517.7787
| 4319 | 581840.7917
| 4320 | 558286.2814
| 4321 | 514967.4407
| 4322 | 501987.6533
| 4323 | 490385.7549
| 4324 | 484995.623
| 4325 | 505753.016
| 4326 | 528598.0103
| 4327 | 501354.7639
| 4328 | 530623.6636
| 4329 | 567304.7184
| 4330 | 594825.3002
| 4331 | 597767.0148
| 4332 | 611107.343
| 4333 | 613720.6491
| 4334 | 615969.3816
| 4335 | 619274.5585
| 4336 | 620789.3213
| 4337 | 597207.0427
| 4338 | 583988.1054
| 4339 | 629154.4985
| 4340 | 631382.4715
| 4341 | 628160.1493
| 4342 | 604717.4961
| 4343 | 567963.9958
| 4344 | 539332.9722
| 4345 | 490793.0085
| 4346 | 480500.3828
| 4347 | 471730.2556
| 4348 | 469229.4524
| 4349 | 494958.1646
| 4350 | 520846.6801
| 4351 | 498842.6816
| 4352 | 530207.4013
| 4353 | 572115.266
| 4354 | 602794.5213
| 4355 | 613990.5699
| 4356 | 620331.4333
| 4357 | 629822.5874
| 4358 | 623177.5151
| 4359 | 624774.476
| 4360 | 621758.117
| 4361 | 601995.7686
| 4362 | 591689.9275
| 4363 | 639914.0265
| 4364 | 637810.87
| 4365 | 630344.4703
| 4366 | 602513.1302
| 4367 | 570718.1647
| 4368 | 546901.0663
| 4369 | 503262.0799
| 4370 | 493557.9151
| 4371 | 485231.6391
| 4372 | 483174.6872
| 4373 | 501532.0733
| 4374 | 520874.3092
| 4375 | 489999.4343
| 4376 | 524364.1119
| 4377 | 564881.5524
| 4378 | 587901.6453
| 4379 | 592669.8939
| 4380 | 606802.4608
| 4381 | 612472.9545
| 4382 | 613150.7398
| 4383 | 611777.4263
| 4384 | 614562.4271
| 4385 | 597532.3428
| 4386 | 590521.5964
| 4387 | 641896.1804
| 4388 | 643380.2014
| 4389 | 639558.5368
| 4390 | 615371.9316
| 4391 | 580746.6266
| 4392 | 554099.1888
| 4393 | 544714.7922
| 4394 | 535987.6558
| 4395 | 530346.3916
| 4396 | 528982.6286
| 4397 | 540296.3689
| 4398 | 539606.2679
| 4399 | 504442.2092
| 4400 | 522849.5303
| 4401 | 541214.4668
| 4402 | 554319.4529
| 4403 | 554567.9971
| 4404 | 569587.9906
| 4405 | 580745.8536
| 4406 | 588136.4274
| 4407 | 585061.201
| 4408 | 589661.6776
| 4409 | 578907.5501
| 4410 | 593871.2012
| 4411 | 662300.5504
| 4412 | 668020.5942
| 4413 | 662405.7449
| 4414 | 634293.3958
| 4415 | 599357.0806
| 4416 | 569245.6609
| 4417 | 539664.3372
| 4418 | 530562.3613
| 4419 | 524546.2574
| 4420 | 522807.6549
| 4421 | 538034.1705
| 4422 | 542568.0862
| 4423 | 514726.9566
| 4424 | 539064.383
| 4425 | 561612.8255
| 4426 | 570348.5911
| 4427 | 575407.1789
| 4428 | 587930.1166
| 4429 | 603674.3924
| 4430 | 604490.0352
| 4431 | 602551.804
| 4432 | 600886.6753
| 4433 | 582840.0725
| 4434 | 591014.2307
| 4435 | 652307.3102
| 4436 | 659310.2273
| 4437 | 654833.6419
| 4438 | 628004.1662
| 4439 | 588674.8686
| 4440 | 554459.6858
| 4441 | 447069.0746
| 4442 | 438111.7254
| 4443 | 430589.8225
| 4444 | 429481.8533
| 4445 | 462779.5186
| 4446 | 495392.1536
| 4447 | 479490.4073
| 4448 | 510050.4146
| 4449 | 553621.7195
| 4450 | 578236.9452
| 4451 | 584566.9189
| 4452 | 595362.9068
| 4453 | 601192.3049
| 4454 | 604371.4572
| 4455 | 609811.9941
| 4456 | 611055.097
| 4457 | 584844.4957
| 4458 | 568870.8167
| 4459 | 611427.0779
| 4460 | 607872.0981
| 4461 | 598779.771
| 4462 | 569554.165
| 4463 | 535587.1917
| 4464 | 509685.1377
| 4465 | 463874.1435
| 4466 | 451050.4201
| 4467 | 439662.1429
| 4468 | 434543.1898
| 4469 | 472497.6126
| 4470 | 509596.7093
| 4471 | 498555.0574
| 4472 | 525355.8246
| 4473 | 567879.1135
| 4474 | 592651.1992
| 4475 | 598057.0172
| 4476 | 594987.7422
| 4477 | 595091.7221
| 4478 | 591228.8815
| 4479 | 592738.3636
| 4480 | 586075.1277
| 4481 | 564531.5697
| 4482 | 553219.1884
| 4483 | 600349.6951
| 4484 | 608902.4058
| 4485 | 611917.7692
| 4486 | 594799.8538
| 4487 | 561129.2586
| 4488 | 535725.7498
| 4489 | 490268.6912
| 4490 | 478229.8687
| 4491 | 467828.6595
| 4492 | 463639.2169
| 4493 | 482799.1305
| 4494 | 503717.0814
| 4495 | 477945.9795
| 4496 | 506038.7392
| 4497 | 555377.4792
| 4498 | 581227.9288
| 4499 | 579532.7447
| 4500 | 596208.4091
| 4501 | 597142.6129
| 4502 | 600736.2492
| 4503 | 605715.3211
| 4504 | 604803.619
| 4505 | 580435.191
| 4506 | 566170.1964
| 4507 | 610203.4801
| 4508 | 613700.5815
| 4509 | 611891.9972
| 4510 | 589718.4724
| 4511 | 554169.384
| 4512 | 526540.6053
| 4513 | 479147.496
| 4514 | 471112.4984
| 4515 | 464657.5568
| 4516 | 464414.3817
| 4517 | 489825.6157
| 4518 | 514423.7654
| 4519 | 491705.938
| 4520 | 531267.2008
| 4521 | 584442.7045
| 4522 | 616033.1034
| 4523 | 625050.9532
| 4524 | 631290.0859
| 4525 | 640121.143
| 4526 | 639638.4046
| 4527 | 640088.8159
| 4528 | 638005.4868
| 4529 | 614047.3335
| 4530 | 600652.86
| 4531 | 645499.1075
| 4532 | 643447.7814
| 4533 | 635946.16
| 4534 | 608224.2077
| 4535 | 575619.142
| 4536 | 550991.9434
| 4537 | 506600.4143
| 4538 | 497849.5275
| 4539 | 490476.5296
| 4540 | 489517.4654
| 4541 | 510923.2335
| 4542 | 531961.1517
| 4543 | 505351.7751
| 4544 | 537016.0801
| 4545 | 583045.5508
| 4546 | 609055.92
| 4547 | 612046.9178
| 4548 | 621333.0425
| 4549 | 629616.6676
| 4550 | 628389.6293
| 4551 | 630477.2893
| 4552 | 627725.9682
| 4553 | 603424.6834
| 4554 | 589527.3695
| 4555 | 634072.9435
| 4556 | 630752.489
| 4557 | 622183.9064
| 4558 | 593192.8258
| 4559 | 555678.192
| 4560 | 526083.868
| 4561 | 513810.1426
| 4562 | 496881.2071
| 4563 | 482835.9766
| 4564 | 473212.857
| 4565 | 499373.1051
| 4566 | 513915.5252
| 4567 | 495449.835
| 4568 | 522495.5489
| 4569 | 546530.2532
| 4570 | 563532.1076
| 4571 | 571157.4188
| 4572 | 584379.4236
| 4573 | 602858.3073
| 4574 | 605777.4273
| 4575 | 604490.4749
| 4576 | 603611.3853
| 4577 | 582358.7086
| 4578 | 587155.0153
| 4579 | 645272.4104
| 4580 | 650594.7061
| 4581 | 644292.8896
| 4582 | 615782.7925
| 4583 | 573710.2075
| 4584 | 536549.5703
| 4585 | 499774.4194
| 4586 | 483244.091
| 4587 | 469799.6347
| 4588 | 460517.5646
| 4589 | 496342.1864
| 4590 | 520797.3722
| 4591 | 511070.9006
| 4592 | 536565.652
| 4593 | 556031.0891
| 4594 | 565621.8927
| 4595 | 571760.2562
| 4596 | 586513.4521
| 4597 | 603684.5852
| 4598 | 613819.9082
| 4599 | 619315.6507
| 4600 | 623702.337
| 4601 | 595398.2005
| 4602 | 593089.1639
| 4603 | 644043.6582
| 4604 | 650063.8027
| 4605 | 644604.4445
| 4606 | 616792.1962
| 4607 | 580439.2795
| 4608 | 549200.4775
| 4609 | 444786.2472
| 4610 | 434874.1882
| 4611 | 426340.018
| 4612 | 424075.1719
| 4613 | 459064.0781
| 4614 | 494104.3792
| 4615 | 484784.0857
| 4616 | 518318.2989
| 4617 | 566237.3806
| 4618 | 595099.0892
| 4619 | 604515.7637
| 4620 | 613087.7788
| 4621 | 618772.9625
| 4622 | 621069.2458
| 4623 | 625515.8866
| 4624 | 628179.7732
| 4625 | 597600.4954
| 4626 | 577335.204
| 4627 | 615455.2431
| 4628 | 614924.1792
| 4629 | 609144.9872
| 4630 | 582943.2972
| 4631 | 544454.4815
| 4632 | 514088.1425
| 4633 | 463870.4209
| 4634 | 450830.2125
| 4635 | 439283.008
| 4636 | 434034.6221
| 4637 | 466539.3858
| 4638 | 500051.1661
| 4639 | 484367.0215
| 4640 | 522874.7847
| 4641 | 574941.7855
| 4642 | 610722.5759
| 4643 | 616971.2904
| 4644 | 624326.6075
| 4645 | 626506.069
| 4646 | 625701.8492
| 4647 | 629840.3269
| 4648 | 628838.2037
| 4649 | 603874.8346
| 4650 | 589205.5057
| 4651 | 632979.0648
| 4652 | 627544.1601
| 4653 | 616571.9079
| 4654 | 585466.377
| 4655 | 548879.822
| 4656 | 520328.6917
| 4657 | 471955.6733
| 4658 | 463281.8162
| 4659 | 456043.4055
| 4660 | 455103.8134
| 4661 | 483009.705
| 4662 | 511212.318
| 4663 | 493973.6186
| 4664 | 533891.808
| 4665 | 580311.5529
| 4666 | 615088.5248
| 4667 | 622118.9503
| 4668 | 633114.8259
| 4669 | 634112.6435
| 4670 | 635243.4793
| 4671 | 634601.6814
| 4672 | 632617.6719
| 4673 | 603908.0518
| 4674 | 585543.5894
| 4675 | 625622.0149
| 4676 | 621922.4255
| 4677 | 612714.9834
| 4678 | 583344.7679
| 4679 | 544813.5715
| 4680 | 514347.2944
| 4681 | 464029.6347
| 4682 | 454062.8817
| 4683 | 445589.1326
| 4684 | 443269.5926
| 4685 | 473239.2495
| 4686 | 503278.9315
| 4687 | 485364.6374
| 4688 | 520681.0955
| 4689 | 574892.7987
| 4690 | 605793.2851
| 4691 | 613511.713
| 4692 | 623305.814
| 4693 | 628918.7401
| 4694 | 624913.9645
| 4695 | 625006.2866
| 4696 | 623081.9135
| 4697 | 598315.8119
| 4698 | 583711.1994
| 4699 | 627607.0324
| 4700 | 623063.5529
| 4701 | 613156.8302
| 4702 | 582942.7245
| 4703 | 546528.842
| 4704 | 518237.4362
| 4705 | 470037.0903
| 4706 | 453683.7468
| 4707 | 438823.4072
| 4708 | 430117.2766
| 4709 | 470458.8189
| 4710 | 510816.5516
| 4711 | 500964.3223
| 4712 | 539041.9047
| 4713 | 587579.2154
| 4714 | 613685.1014
| 4715 | 620286.0993
| 4716 | 631486.2052
| 4717 | 640730.4878
| 4718 | 643278.8142
| 4719 | 646503.8058
| 4720 | 647537.9307
| 4721 | 620652.6997
| 4722 | 603359.4939
| 4723 | 644422.1238
| 4724 | 639422.4797
| 4725 | 628972.5403
| 4726 | 598302.27
| 4727 | 562220.8464
| 4728 | 534261.8996
| 4729 | 523421.3844
| 4730 | 508514.12
| 4731 | 496548.118
| 4732 | 488889.1119
| 4733 | 519815.3293
| 4734 | 538157.2853
| 4735 | 522528.4477
| 4736 | 546890.5766
| 4737 | 568593.8589
| 4738 | 583279.464
| 4739 | 589352.126
| 4740 | 602229.8583
| 4741 | 620031.5094
| 4742 | 630620.0504
| 4743 | 633869.3613
| 4744 | 638508.9784
| 4745 | 623932.3978
| 4746 | 635337.507
| 4747 | 699919.095
| 4748 | 709984.0134
| 4749 | 708771.5962
| 4750 | 685004.1218
| 4751 | 640163.0502
| 4752 | 600031.7592
| 4753 | 560488.1216
| 4754 | 544707.4724
| 4755 | 532012.6952
| 4756 | 523537.8618
| 4757 | 549774.2548
| 4758 | 563602.5224
| 4759 | 542473.6887
| 4760 | 562476.3546
| 4761 | 579862.1694
| 4762 | 590112.8238
| 4763 | 592022.0132
| 4764 | 604668.3873
| 4765 | 621175.5734
| 4766 | 623207.9428
| 4767 | 622758.7927
| 4768 | 621398.335
| 4769 | 609155.2997
| 4770 | 621354.7596
| 4771 | 686904.8024
| 4772 | 698984.233
| 4773 | 699728.7705
| 4774 | 678033.3656
| 4775 | 636252.8635
| 4776 | 599441.8665
| 4777 | 489657.6082
| 4778 | 474892.107
| 4779 | 461764.2191
| 4780 | 454790.5403
| 4781 | 474873.4813
| 4782 | 494365.8735
| 4783 | 465893.7232
| 4784 | 501908.7401
| 4785 | 550950.2802
| 4786 | 587011.5531
| 4787 | 588027.7735
| 4788 | 596570.8953
| 4789 | 603322.9229
| 4790 | 608821.8968
| 4791 | 606996.1471
| 4792 | 605573.0668
| 4793 | 588048.2429
| 4794 | 580812.9937
| 4795 | 632020.6324
| 4796 | 632482.3636
| 4797 | 627695.9667
| 4798 | 602487.0718
| 4799 | 561557.9331
| 4800 | 528751.2711
| 4801 | 476093.2264
| 4802 | 466355.2717
| 4803 | 458110.3207
| 4804 | 456077.1364
| 4805 | 478227.7428
| 4806 | 500045.1197
| 4807 | 473821.5687
| 4808 | 509875.8808
| 4809 | 565500.1279
| 4810 | 590634.0211
| 4811 | 598885.7563
| 4812 | 605228.4553
| 4813 | 607681.7172
| 4814 | 613735.1473
| 4815 | 617936.9826
| 4816 | 619104.5864
| 4817 | 599104.1491
| 4818 | 589440.031
| 4819 | 638218.8009
| 4820 | 635586.1728
| 4821 | 627503.2493
| 4822 | 599199.9951
| 4823 | 561713.4242
| 4824 | 532291.7726
| 4825 | 483018.7383
| 4826 | 476231.9651
| 4827 | 470938.1958
| 4828 | 472000.8026
| 4829 | 492665.5152
| 4830 | 513450.6543
| 4831 | 486157.0365
| 4832 | 520173.0618
| 4833 | 565913.8832
| 4834 | 598296.5552
| 4835 | 597491.6838
| 4836 | 606196.5866
| 4837 | 603858.4509
| 4838 | 607349.4559
| 4839 | 611586.4199
| 4840 | 612860.0426
| 4841 | 600724.3495
| 4842 | 598295.8665
| 4843 | 654454.8811
| 4844 | 652468.2714
| 4845 | 645175.976
| 4846 | 617518.7401
| 4847 | 575783.7965
| 4848 | 542026.72
| 4849 | 488505.313
| 4850 | 473328.3186
| 4851 | 459586.7706
| 4852 | 452114.5466
| 4853 | 485468.2002
| 4854 | 519400.3878
| 4855 | 504547.9217
| 4856 | 537386.096
| 4857 | 584919.249
| 4858 | 613315.2287
| 4859 | 617026.6172
| 4860 | 615722.3784
| 4861 | 625602.7944
| 4862 | 621124.0729
| 4863 | 625918.5585
| 4864 | 624203.8679
| 4865 | 611141.3961
| 4866 | 608451.7568
| 4867 | 664147.4479
| 4868 | 660636.2806
| 4869 | 651472.6509
| 4870 | 622290.8574
| 4871 | 581674.7054
| 4872 | 549123.4727
| 4873 | 496720.8572
| 4874 | 488607.3982
| 4875 | 481929.3855
| 4876 | 481520.6969
| 4877 | 504830.0315
| 4878 | 528003.7149
| 4879 | 502353.4794
| 4880 | 534053.4142
| 4881 | 580322.2969
| 4882 | 611595.4925
| 4883 | 612826.3651
| 4884 | 622296.2713
| 4885 | 622929.1846
| 4886 | 625844.6748
| 4887 | 630539.815
| 4888 | 632471.4401
| 4889 | 616376.2641
| 4890 | 610730.2889
| 4891 | 663325.0344
| 4892 | 662721.2362
| 4893 | 656754.1949
| 4894 | 630479.7705
| 4895 | 586286.4635
| 4896 | 550360.2428
| 4897 | 531465.4016
| 4898 | 520473.4782
| 4899 | 512567.427
| 4900 | 508881.3195
| 4901 | 531690.7238
| 4902 | 542139.6322
| 4903 | 519205.0955
| 4904 | 549048.8078
| 4905 | 569524.7268
| 4906 | 586619.727
| 4907 | 587342.1125
| 4908 | 596594.0294
| 4909 | 608957.3839
| 4910 | 613905.5185
| 4911 | 608720.0956
| 4912 | 608821.0097
| 4913 | 597875.7498
| 4914 | 612894.0949
| 4915 | 681118.4134
| 4916 | 686682.3933
| 4917 | 680709.3131
| 4918 | 652440.9002
| 4919 | 616031.8577
| 4920 | 584679.3725
| 4921 | 553625.3216
| 4922 | 542059.2552
| 4923 | 533579.0608
| 4924 | 529318.8102
| 4925 | 544865.1135
| 4926 | 547786.1823
| 4927 | 516919.7839
| 4928 | 533388.9582
| 4929 | 544114.5381
| 4930 | 550432.3264
| 4931 | 548923.5818
| 4932 | 554776.1089
| 4933 | 560473.6718
| 4934 | 574144.9547
| 4935 | 585565.482
| 4936 | 595270.1381
| 4937 | 589992.9508
| 4938 | 610538.8195
| 4939 | 684492.8286
| 4940 | 693243.9472
| 4941 | 690370.9535
| 4942 | 665289.6792
| 4943 | 630148.3333
| 4944 | 600063.5447
| 4945 | 496860.8852
| 4946 | 485598.3728
| 4947 | 475771.3068
| 4948 | 472300.6169
| 4949 | 490444.3444
| 4950 | 507643.9154
| 4951 | 478055.7869
| 4952 | 502631.562
| 4953 | 528807.9854
| 4954 | 542987.0832
| 4955 | 548390.702
| 4956 | 556123.3986
| 4957 | 567233.791
| 4958 | 572172.921
| 4959 | 580609.6617
| 4960 | 590008.2128
| 4961 | 571858.5523
| 4962 | 563672.8886
| 4963 | 613872.5553
| 4964 | 614744.3479
| 4965 | 610310.4548
| 4966 | 585454.0637
| 4967 | 549376.9355
| 4968 | 521422.284
| 4969 | 473558.6924
| 4970 | 467935.955
| 4971 | 463691.1064
| 4972 | 465860.1915
| 4973 | 491586.3623
| 4974 | 518418.961
| 4975 | 495750.898
| 4976 | 513788.8595
| 4977 | 546578.5597
| 4978 | 560963.3511
| 4979 | 568218.308
| 4980 | 579859.5635
| 4981 | 591024.6569
| 4982 | 595067.4378
| 4983 | 609887.5103
| 4984 | 622280.4956
| 4985 | 601335.1461
| 4986 | 590514.1511
| 4987 | 638280.6537
| 4988 | 640656.0999
| 4989 | 637581.2509
| 4990 | 614286.0709
| 4991 | 578531.9519
| 4992 | 550755.7
| 4993 | 503215.1175
| 4994 | 491021.6629
| 4995 | 480263.6546
| 4996 | 475862.0224
| 4997 | 493752.7203
| 4998 | 510802.0161
| 4999 | 481001.2786
| 5000 | 517027.4462
| 5001 | 565058.8953
| 5002 | 599415.1793
| 5003 | 603288.7998
| 5004 | 612932.7501
| 5005 | 611449.7613
| 5006 | 616237.8673
| 5007 | 615116.5396
| 5008 | 616052.947
| 5009 | 600884.1359
| 5010 | 595663.3988
| 5011 | 649030.1593
| 5012 | 646955.0656
| 5013 | 639342.6246
| 5014 | 611596.9048
| 5015 | 572751.2899
| 5016 | 542028.1518
| 5017 | 491396.0735
| 5018 | 479862.3824
| 5019 | 469908.7471
| 5020 | 466109.321
| 5021 | 491028.1449
| 5022 | 517131.41
| 5023 | 496588.3695
| 5024 | 530963.4146
| 5025 | 575815.8905
| 5026 | 610875.1591
| 5027 | 606249.0889
| 5028 | 618452.0567
| 5029 | 620433.8397
| 5030 | 619995.498
| 5031 | 624768.3207
| 5032 | 624554.0208
| 5033 | 602030.9904
| 5034 | 589594.0903
| 5035 | 635802.2454
| 5036 | 639759.8067
| 5037 | 638267.0727
| 5038 | 616554.0078
| 5039 | 577545.7429
| 5040 | 546515.3452
| 5041 | 495778.1744
| 5042 | 487775.535
| 5043 | 481265.8994
| 5044 | 481112.64
| 5045 | 501756.1695
| 5046 | 521851.286
| 5047 | 494270.1428
| 5048 | 532363.6079
| 5049 | 583543.1869
| 5050 | 614249.5514
| 5051 | 623411.0945
| 5052 | 632596.0024
| 5053 | 643275.3278
| 5054 | 644484.741
| 5055 | 646871.6411
| 5056 | 646799.2103
| 5057 | 623950.658
| 5058 | 611313.0226
| 5059 | 656973.6656
| 5060 | 659191.6162
| 5061 | 656046.3237
| 5062 | 632593.6481
| 5063 | 594211.3567
| 5064 | 563749.375
| 5065 | 550607.9919
| 5066 | 541597.3635
| 5067 | 535672.6071
| 5068 | 533910.237
| 5069 | 555033.35
| 5070 | 565215.0313
| 5071 | 540351.902
| 5072 | 558650.4323
| 5073 | 577032.9682
| 5074 | 589618.2517
| 5075 | 595058.3498
| 5076 | 613845.5025
| 5077 | 629020.5733
| 5078 | 630556.1129
| 5079 | 638506.0023
| 5080 | 643284.1267
| 5081 | 624871.9308
| 5082 | 632071.907
| 5083 | 692680.0236
| 5084 | 700758.4927
| 5085 | 697415.0166
| 5086 | 671661.0929
| 5087 | 634044.7749
| 5088 | 601340.4046
| 5089 | 568963.9632
| 5090 | 559162.7067
| 5091 | 552302.7127
| 5092 | 549662.6625
| 5093 | 563292.5162
| 5094 | 563983.4786
| 5095 | 534495.8025
| 5096 | 540602.8589
| 5097 | 544279.9572
| 5098 | 535297.5057
| 5099 | 532088.4898
| 5100 | 535054.8668
| 5101 | 545957.7458
| 5102 | 568015.2882
| 5103 | 581127.0478
| 5104 | 597542.6625
| 5105 | 588386.4955
| 5106 | 605232.9352
| 5107 | 675342.9058
| 5108 | 685770.3505
| 5109 | 684718.2925
| 5110 | 661168.7347
| 5111 | 626645.3444
| 5112 | 597091.4592
| 5113 | 494506.7552
| 5114 | 487426.4674
| 5115 | 481926.2356
| 5116 | 482493.1607
| 5117 | 499189.6595
| 5118 | 515219.6051
| 5119 | 483791.942
| 5120 | 506313.1295
| 5121 | 542623.2362
| 5122 | 559815.4543
| 5123 | 567355.59
| 5124 | 579482.2111
| 5125 | 595482.5761
| 5126 | 595717.3793
| 5127 | 601630.7739
| 5128 | 601969.252
| 5129 | 584385.4675
| 5130 | 575717.0081
| 5131 | 625346.8271
| 5132 | 625481.2538
| 5133 | 620107.8278
| 5134 | 594514.0708
| 5135 | 557339.0549
| 5136 | 528286.5158
| 5137 | 479325.0365
| 5138 | 470832.4426
| 5139 | 463919.9046
| 5140 | 463074.5236
| 5141 | 485114.0297
| 5142 | 506669.5344
| 5143 | 482518.9407
| 5144 | 516370.0395
| 5145 | 557299.371
| 5146 | 590624.7288
| 5147 | 594204.1174
| 5148 | 606316.4537
| 5149 | 612314.9892
| 5150 | 605324.2498
| 5151 | 606158.687
| 5152 | 605732.9019
| 5153 | 584521.4865
| 5154 | 573273.8215
| 5155 | 620469.0446
| 5156 | 619337.2065
| 5157 | 612697.5157
| 5158 | 585837.494
| 5159 | 549928.7429
| 5160 | 522142.4685
| 5161 | 474302.6444
| 5162 | 459363.0389
| 5163 | 446061.0468
| 5164 | 438826.2116
| 5165 | 469838.6728
| 5166 | 500323.9958
| 5167 | 483208.7071
| 5168 | 516658.1032
| 5169 | 562155.1629
| 5170 | 589820.5619
| 5171 | 599071.7973
| 5172 | 611550.55
| 5173 | 625316.8325
| 5174 | 621809.5168
| 5175 | 617217.1145
| 5176 | 616491.6253
| 5177 | 594783.901
| 5178 | 582975.8381
| 5179 | 629553.1055
| 5180 | 625654.2126
| 5181 | 616305.0244
| 5182 | 586735.5054
| 5183 | 548484.9376
| 5184 | 518212.2369
| 5185 | 467973.0386
| 5186 | 456073.0985
| 5187 | 445463.9952
| 5188 | 441153.7105
| 5189 | 476743.3666
| 5190 | 511550.8534
| 5191 | 500925.5139
| 5192 | 533823.054
| 5193 | 581007.8854
| 5194 | 603792.7972
| 5195 | 615855.0374
| 5196 | 621893.8929
| 5197 | 636271.6937
| 5198 | 632509.1621
| 5199 | 629504.446
| 5200 | 624276.2228
| 5201 | 606533.9333
| 5202 | 597605.1766
| 5203 | 647176.8654
| 5204 | 643791.6945
| 5205 | 634811.6188
| 5206 | 605611.2122
| 5207 | 568999.4579
| 5208 | 540567.7379
| 5209 | 492024.9106
| 5210 | 483557.5159
| 5211 | 476380.958
| 5212 | 475560.7763
| 5213 | 498733.0182
| 5214 | 521619.7331
| 5215 | 496980.8113
| 5216 | 524515.0342
| 5217 | 568307.4128
| 5218 | 590947.7466
| 5219 | 590119.9639
| 5220 | 609290.8973
| 5221 | 610351.1334
| 5222 | 607708.7507
| 5223 | 608772.6389
| 5224 | 609034.8148
| 5225 | 593031.4043
| 5226 | 586488.2767
| 5227 | 638300.985
| 5228 | 650239.8516
| 5229 | 638829.7616
| 5230 | 616076.3666
| 5231 | 580500.6471
| 5232 | 552989.8469
| 5233 | 542510.4262
| 5234 | 531236.4425
| 5235 | 522903.7213
| 5236 | 518848.5014
| 5237 | 533047.6602
| 5238 | 534711.7622
| 5239 | 502415.4482
| 5240 | 516552.151
| 5241 | 526963.9295
| 5242 | 538650.6891
| 5243 | 534577.207
| 5244 | 533515.4702
| 5245 | 546435.5088
| 5246 | 556313.5498
| 5247 | 558036.7424
| 5248 | 565007.1644
| 5249 | 561214.7785
| 5250 | 583115.3958
| 5251 | 658279.544
| 5252 | 675442.9332
| 5253 | 663285.7159
| 5254 | 637595.0767
| 5255 | 604368.8776
| 5256 | 575997.0686
| 5257 | 547923.6938
| 5258 | 536944.6565
| 5259 | 529051.4912
| 5260 | 525233.6601
| 5261 | 532885.0102
| 5262 | 528061.8333
| 5263 | 489766.0171
| 5264 | 501109.1486
| 5265 | 510186.3736
| 5266 | 511449.0823
| 5267 | 512720.6006
| 5268 | 523183.3108
| 5269 | 537098.6544
| 5270 | 550158.9932
| 5271 | 559730.1998
| 5272 | 566380.6508
| 5273 | 563186.91
| 5274 | 586021.3332
| 5275 | 662061.7298
| 5276 | 682805.1375
| 5277 | 674257.4334
| 5278 | 652146.8129
| 5279 | 615165.0591
| 5280 | 583037.6955
| 5281 | 477994.6281
| 5282 | 463052.159
| 5283 | 449487.5787
| 5284 | 442192.3225
| 5285 | 465000.121
| 5286 | 487307.6085
| 5287 | 461483.1127
| 5288 | 486905.8663
| 5289 | 525391.5331
| 5290 | 545996.1529
| 5291 | 552309.1186
| 5292 | 558997.8727
| 5293 | 564522.4423
| 5294 | 572276.9325
| 5295 | 577496.6792
| 5296 | 578031.6932
| 5297 | 563230.0832
| 5298 | 557410.0037
| 5299 | 610032.8121
| 5300 | 619452.8942
| 5301 | 605726.1868
| 5302 | 580656.1744
| 5303 | 542595.4605
| 5304 | 512599.6658
| 5305 | 462752.4884
| 5306 | 454952.0161
| 5307 | 448529.4327
| 5308 | 448318.6158
| 5309 | 478340.6758
| 5310 | 508821.4071
| 5311 | 487624.0767
| 5312 | 518778.3193
| 5313 | 563829.5446
| 5314 | 597566.951
| 5315 | 600016.6192
| 5316 | 603266.5223
| 5317 | 602648.8187
| 5318 | 601820.4032
| 5319 | 608545.6577
| 5320 | 612626.332
| 5321 | 597822.1347
| 5322 | 592902.0711
| 5323 | 646337.8433
| 5324 | 656406.8073
| 5325 | 643328.9819
| 5326 | 618705.6844
| 5327 | 583035.7539
| 5328 | 555430.7427
| 5329 | 507916.7913
| 5330 | 496737.0357
| 5331 | 486935.169
| 5332 | 483345.0689
| 5333 | 498179.1948
| 5334 | 512539.7197
| 5335 | 484319.7284
| 5336 | 504124.6591
| 5337 | 537448.8623
| 5338 | 559001.5384
| 5339 | 565189.1017
| 5340 | 572420.0603
| 5341 | 578673.4552
| 5342 | 581774.8547
| 5343 | 587200.5212
| 5344 | 589700.5795
| 5345 | 572726.21
| 5346 | 565791.6342
| 5347 | 617357.5038
| 5348 | 632990.0722
| 5349 | 625360.7362
| 5350 | 606388.0951
| 5351 | 573093.7713
| 5352 | 547777.3146
| 5353 | 502551.9178
| 5354 | 492557.102
| 5355 | 484199.8997
| 5356 | 481852.2967
| 5357 | 501771.3263
| 5358 | 523191.21
| 5359 | 498826.9177
| 5360 | 530012.9314
| 5361 | 567282.523
| 5362 | 589170.0764
| 5363 | 594354.5773
| 5364 | 604765.2406
| 5365 | 615853.2901
| 5366 | 617748.2374
| 5367 | 624828.716
| 5368 | 625898.7885
| 5369 | 605936.8818
| 5370 | 596154.7851
| 5371 | 644758.019
| 5372 | 654244.2493
| 5373 | 640583.6901
| 5374 | 615579.8258
| 5375 | 580142.9889
| 5376 | 552684.0191
| 5377 | 505258.5516
| 5378 | 495178.1155
| 5379 | 486533.1257
| 5380 | 484099.9024
| 5381 | 505897.3321
| 5382 | 528440.1453
| 5383 | 499700.7578
| 5384 | 530028.1383
| 5385 | 574504.8669
| 5386 | 601783.9821
| 5387 | 603157.8966
| 5388 | 608668.0866
| 5389 | 620117.3695
| 5390 | 623575.2832
| 5391 | 627329.9941
| 5392 | 629268.3028
| 5393 | 609742.835
| 5394 | 599870.8227
| 5395 | 648441.6984
| 5396 | 654718.4543
| 5397 | 637790.8632
| 5398 | 609317.8
| 5399 | 573965.1516
| 5400 | 546734.98
| 5401 | 536478.6303
| 5402 | 528446.4792
| 5403 | 523268.5384
| 5404 | 522397.5936
| 5405 | 539375.8013
| 5406 | 547161.7337
| 5407 | 519104.9297
| 5408 | 535356.3391
| 5409 | 554160.223
| 5410 | 567355.8235
| 5411 | 568531.7477
| 5412 | 582055.1377
| 5413 | 601162.479
| 5414 | 608744.8166
| 5415 | 610107.3958
| 5416 | 610739.8934
| 5417 | 595876.4145
| 5418 | 605558.5216
| 5419 | 668446.6022
| 5420 | 681955.2339
| 5421 | 666172.7538
| 5422 | 636769.7997
| 5423 | 598563.589
| 5424 | 565269.326
| 5425 | 532360.5494
| 5426 | 512970.3869
| 5427 | 496666.0965
| 5428 | 484437.1403
| 5429 | 512816.4831
| 5430 | 529053.8395
| 5431 | 513473.0094
| 5432 | 538728.757
| 5433 | 566532.2671
| 5434 | 588518.1477
| 5435 | 594381.9634
| 5436 | 600841.0548
| 5437 | 617193.5157
| 5438 | 621947.5813
| 5439 | 624151.1886
| 5440 | 623967.3405
| 5441 | 606999.9006
| 5442 | 616034.5575
| 5443 | 678188.1358
| 5444 | 690194.5456
| 5445 | 672765.234
| 5446 | 641917.6156
| 5447 | 599173.813
| 5448 | 561284.4005
| 5449 | 450421.7268
| 5450 | 435021.6613
| 5451 | 421259.2093
| 5452 | 413506.3567
| 5453 | 448382.1411
| 5454 | 485230.3172
| 5455 | 471275.0206
| 5456 | 509864.8132
| 5457 | 555053.1685
| 5458 | 582464.278
| 5459 | 588504.5056
| 5460 | 592417.2676
| 5461 | 595548.8202
| 5462 | 598275.9686
| 5463 | 603251.9235
| 5464 | 604669.0276
| 5465 | 577890.9209
| 5466 | 561230.8474
| 5467 | 603071.2194
| 5468 | 610121.4219
| 5469 | 594024.835
| 5470 | 566440.3335
| 5471 | 532966.1783
| 5472 | 507556.9424
| 5473 | 462151.7142
| 5474 | 456381.5036
| 5475 | 452191.349
| 5476 | 454068.3513
| 5477 | 476962.1424
| 5478 | 499788.0611
| 5479 | 480312.6991
| 5480 | 514398.2902
| 5481 | 559577.926
| 5482 | 584142.2993
| 5483 | 595816.7823
| 5484 | 609984.8388
| 5485 | 624136.0234
| 5486 | 628408.5832
| 5487 | 634126.8092
| 5488 | 634995.6754
| 5489 | 610324.7097
| 5490 | 596002.1576
| 5491 | 639977.8838
| 5492 | 644898.4592
| 5493 | 626672.2452
| 5494 | 597102.7261
| 5495 | 556577.9216
| 5496 | 524175.5938
| 5497 | 471777.2737
| 5498 | 465479.0233
| 5499 | 460703.2713
| 5500 | 462052.2338
| 5501 | 490662.9426
| 5502 | 519027.2177
| 5503 | 501619.8119
| 5504 | 538696.5541
| 5505 | 588368.2499
| 5506 | 617212.0454
| 5507 | 619479.6244
| 5508 | 623992.9645
| 5509 | 633286.5919
| 5510 | 638546.33
| 5511 | 642578.1402
| 5512 | 644006.7271
| 5513 | 626769.2569
| 5514 | 619358.4716
| 5515 | 670448.1318
| 5516 | 680278.2752
| 5517 | 666817.0195
| 5518 | 642012.4589
| 5519 | 603367.5793
| 5520 | 572700.5669
| 5521 | 522124.6143
| 5522 | 503804.2937
| 5523 | 487006.4716
| 5524 | 476333.3639
| 5525 | 507962.608
| 5526 | 538561.3064
| 5527 | 521877.9909
| 5528 | 548938.2308
| 5529 | 597031.2592
| 5530 | 610147.2186
| 5531 | 611227.8934
| 5532 | 617244.5363
| 5533 | 623407.4988
| 5534 | 627742.0847
| 5535 | 632019.0826
| 5536 | 638093.8705
| 5537 | 620938.1963
| 5538 | 613037.4565
| 5539 | 663434.995
| 5540 | 672283.7975
| 5541 | 657726.086
| 5542 | 631882.627
| 5543 | 595552.933
| 5544 | 567403.2733
| 5545 | 519142.5064
| 5546 | 505756.9531
| 5547 | 493864.4036
| 5548 | 488126.0632
| 5549 | 515098.3193
| 5550 | 541630.2832
| 5551 | 521590.1233
| 5552 | 552594.7765
| 5553 | 599356.3455
| 5554 | 619037.5958
| 5555 | 614081.3045
| 5556 | 616908.2374
| 5557 | 620719.2032
| 5558 | 619205.6374
| 5559 | 620233.4506
| 5560 | 621195.7431
| 5561 | 607065.6958
| 5562 | 602803.9639
| 5563 | 656782.9528
| 5564 | 669502.4249
| 5565 | 658959.9926
| 5566 | 637131.8128
| 5567 | 602676.3167
| 5568 | 576343.2974
| 5569 | 567128.7097
| 5570 | 548835.0031
| 5571 | 533337.9493
| 5572 | 522205.4489
| 5573 | 539961.1323
| 5574 | 547821.1664
| 5575 | 521438.2473
| 5576 | 540884.2206
| 5577 | 559860.7268
| 5578 | 568481.8986
| 5579 | 570195.467
| 5580 | 579904.8729
| 5581 | 585897.0829
| 5582 | 593704.6449
| 5583 | 600395.9725
| 5584 | 602212.6066
| 5585 | 590051.6538
| 5586 | 603654.8291
| 5587 | 670319.3683
| 5588 | 682502.7459
| 5589 | 665510.1267
| 5590 | 634839.4761
| 5591 | 598221.1076
| 5592 | 566457.1294
| 5593 | 534934.0278
| 5594 | 519641.9014
| 5595 | 507435.647
| 5596 | 499362.2842
| 5597 | 520937.8635
| 5598 | 530785.6198
| 5599 | 506773.1
| 5600 | 538543.8328
| 5601 | 562039.62
| 5602 | 575865.8044
| 5603 | 579839.6612
| 5604 | 589647.9385
| 5605 | 609983.9461
| 5606 | 613195.2233
| 5607 | 612981.4575
| 5608 | 611675.2584
| 5609 | 591992.8589
| 5610 | 598409.3659
| 5611 | 658089.4039
| 5612 | 675235.6117
| 5613 | 663205.8226
| 5614 | 637498.0021
| 5615 | 603343.7243
| 5616 | 573956.7844
| 5617 | 471596.5833
| 5618 | 463019.8008
| 5619 | 455676.2975
| 5620 | 454689.1704
| 5621 | 474141.4474
| 5622 | 493951.5684
| 5623 | 478923.0852
| 5624 | 507926.6563
| 5625 | 551286.2456
| 5626 | 578289.3641
| 5627 | 586714.0624
| 5628 | 598263.956
| 5629 | 611095.4706
| 5630 | 614574.367
| 5631 | 618822.38
| 5632 | 619509.4418
| 5633 | 591893.7133
| 5634 | 574333.6239
| 5635 | 615158.865
| 5636 | 615860.5623
| 5637 | 593357.9127
| 5638 | 559309.7909
| 5639 | 522988.1149
| 5640 | 494644.3061
| 5641 | 446391.5571
| 5642 | 432158.391
| 5643 | 419505.2808
| 5644 | 412861.7701
| 5645 | 454492.2939
| 5646 | 497152.81
| 5647 | 496254.9756
| 5648 | 519511.2652
| 5649 | 566660.0745
| 5650 | 594424.3335
| 5651 | 604134.8934
| 5652 | 618412.3248
| 5653 | 627599.1445
| 5654 | 630789.1939
| 5655 | 634852.5934
| 5656 | 637303.526
| 5657 | 608032.4326
| 5658 | 588978.712
| 5659 | 628310.3219
| 5660 | 636020.288
| 5661 | 620525.907
| 5662 | 593688.2211
| 5663 | 558859.3172
| 5664 | 532095.3326
| 5665 | 485479.9653
| 5666 | 476093.0826
| 5667 | 467997.0367
| 5668 | 466257.3668
| 5669 | 486241.4979
| 5670 | 506089.9677
| 5671 | 491324.2101
| 5672 | 520165.8314
| 5673 | 570116.5507
| 5674 | 603559.0437
| 5675 | 613122.4941
| 5676 | 620040.8066
| 5677 | 634782.1746
| 5678 | 631670.2774
| 5679 | 640191.9527
| 5680 | 641584.9041
| 5681 | 619907.8886
| 5682 | 608017.0689
| 5683 | 654366.9699
| 5684 | 657031.349
| 5685 | 636346.7716
| 5686 | 604318.889
| 5687 | 562200.5152
| 5688 | 528262.1756
| 5689 | 474212.7287
| 5690 | 466013.6493
| 5691 | 459105.4067
| 5692 | 458553.5402
| 5693 | 490030.4989
| 5694 | 522209.3509
| 5695 | 511407.3471
| 5696 | 538361.8057
| 5697 | 585006.3484
| 5698 | 622949.4376
| 5699 | 632404.6499
| 5700 | 644547.2339
| 5701 | 654680.9988
| 5702 | 652186.5231
| 5703 | 652104.7467
| 5704 | 649178.5983
| 5705 | 620789.8641
| 5706 | 602856.3669
| 5707 | 643221.1481
| 5708 | 646946.7613
| 5709 | 627265.8605
| 5710 | 596299.2121
| 5711 | 557797.5104
| 5712 | 527216.1183
| 5713 | 476783.3436
| 5714 | 460312.0216
| 5715 | 445073.9788
| 5716 | 436249.8696
| 5717 | 475457.8559
| 5718 | 515737.6382
| 5719 | 512665.4507
| 5720 | 540130.168
| 5721 | 587283.3714
| 5722 | 616650.5793
| 5723 | 626659.4903
| 5724 | 640090.4257
| 5725 | 653253.4441
| 5726 | 652628.4386
| 5727 | 652134.7739
| 5728 | 648154.4473
| 5729 | 619614.3741
| 5730 | 601477.278
| 5731 | 641638.4603
| 5732 | 645569.1042
| 5733 | 626295.4011
| 5734 | 595533.7834
| 5735 | 556133.4976
| 5736 | 524913.246
| 5737 | 510753.8685
| 5738 | 492693.2554
| 5739 | 477573.9048
| 5740 | 466674.4979
| 5741 | 501181.0475
| 5742 | 524484.1299
| 5743 | 525008.8591
| 5744 | 545430.0796
| 5745 | 563460.5197
| 5746 | 576546.489
| 5747 | 586791.2258
| 5748 | 606728.0506
| 5749 | 633230.7591
| 5750 | 636104.831
| 5751 | 636264.9799
| 5752 | 636525.5974
| 5753 | 613009.3607
| 5754 | 615562.357
| 5755 | 671378.8843
| 5756 | 687765.3905
| 5757 | 674918.3423
| 5758 | 648537.8724
| 5759 | 611351.0879
| 5760 | 579018.6936
| 5761 | 546984.7336
| 5762 | 535971.9063
| 5763 | 527755.7318
| 5764 | 523904.1108
| 5765 | 539167.5663
| 5766 | 543036.2419
| 5767 | 525489.6646
| 5768 | 547700.714
| 5769 | 572307.3995
| 5770 | 590375.8343
| 5771 | 599944.5139
| 5772 | 617605.6388
| 5773 | 637142.6439
| 5774 | 639517.9816
| 5775 | 634904.1848
| 5776 | 638059.5002
| 5777 | 622573.9265
| 5778 | 632945.2918
| 5779 | 696580.1879
| 5780 | 706914.567
| 5781 | 688015.3917
| 5782 | 655495.7425
| 5783 | 617490.2672
| 5784 | 584252.1299
| 5785 | 478098.2888
| 5786 | 464432.107
| 5787 | 452258.9289
| 5788 | 446239.96
| 5789 | 478257.7686
| 5790 | 511249.4812
| 5791 | 503947.8949
| 5792 | 530859.0995
| 5793 | 577892.3285
| 5794 | 603063.5711
| 5795 | 611520.1107
| 5796 | 625174.7873
| 5797 | 627675.2578
| 5798 | 632657.2466
| 5799 | 632643.2778
| 5800 | 636642.1918
| 5801 | 616293.221
| 5802 | 606025.4652
| 5803 | 654200.5973
| 5804 | 661141.412
| 5805 | 644820.3223
| 5806 | 617068.8753
| 5807 | 578717.5103
| 5808 | 548344.0125
| 5809 | 498061.5745
| 5810 | 482074.4799
| 5811 | 467724.9988
| 5812 | 459442.6746
| 5813 | 488776.987
| 5814 | 518233.2794
| 5815 | 510795.9219
| 5816 | 532766.287
| 5817 | 582106.4044
| 5818 | 603766.3165
| 5819 | 604898.4064
| 5820 | 602249.115
| 5821 | 591915.5065
| 5822 | 599781.0354
| 5823 | 601729.0296
| 5824 | 608166.0875
| 5825 | 596805.5721
| 5826 | 594597.8694
| 5827 | 650890.6121
| 5828 | 662548.8501
| 5829 | 650800.5741
| 5830 | 627766.5505
| 5831 | 591007.3231
| 5832 | 562428.1299
| 5833 | 517811.2388
| 5834 | 505182.5236
| 5835 | 493844.645
| 5836 | 488776.0905
| 5837 | 511949.3075
| 5838 | 536175.5527
| 5839 | 520858.6993
| 5840 | 545339.3814
| 5841 | 591859.5211
| 5842 | 620466.2271
| 5843 | 624647.4752
| 5844 | 629348.4327
| 5845 | 635177.732
| 5846 | 635034.6129
| 5847 | 635948.1444
| 5848 | 634603.3294
| 5849 | 616137.7299
| 5850 | 608245.5807
| 5851 | 658796.3195
| 5852 | 670094.8948
| 5853 | 658189.1232
| 5854 | 634940.0465
| 5855 | 599795.2923
| 5856 | 572830.5724
| 5857 | 525754.7452
| 5858 | 515724.7076
| 5859 | 507187.6739
| 5860 | 504660.2397
| 5861 | 521282.8386
| 5862 | 537975.2208
| 5863 | 518711.3238
| 5864 | 537715.9176
| 5865 | 573924.8807
| 5866 | 598445.9026
| 5867 | 600565.8451
| 5868 | 612953.4451
| 5869 | 622029.0198
| 5870 | 623328.8971
| 5871 | 627598.6001
| 5872 | 629681.1389
| 5873 | 618007.0597
| 5874 | 616947.6432
| 5875 | 674273.5572
| 5876 | 679921.476
| 5877 | 662220.4383
| 5878 | 633320.7051
| 5879 | 596903.9591
| 5880 | 568667.2473
| 5881 | 520319.4282
| 5882 | 509160.5766
| 5883 | 499292.5617
| 5884 | 495636.3134
| 5885 | 524584.3062
| 5886 | 556084.7587
| 5887 | 549423.8989
| 5888 | 568912.8432
| 5889 | 615531.0669
| 5890 | 639902.0986
| 5891 | 632401.6231
| 5892 | 640282.9526
| 5893 | 637111.4704
| 5894 | 630137.7448
| 5895 | 624982.1354
| 5896 | 618477.3157
| 5897 | 607118.958
| 5898 | 606073.8593
| 5899 | 663471.6485
| 5900 | 674147.1139
| 5901 | 661473.6227
| 5902 | 637601.4361
| 5903 | 600951.5965
| 5904 | 572568.8433
| 5905 | 561159.912
| 5906 | 549424.0367
| 5907 | 540629.4238
| 5908 | 536054.7546
| 5909 | 547573.653
| 5910 | 548976.875
| 5911 | 527867.0395
| 5912 | 525492.7435
| 5913 | 535574.7534
| 5914 | 535003.3554
| 5915 | 543319.0744
| 5916 | 556840.9452
| 5917 | 569317.4088
| 5918 | 588241.686
| 5919 | 597459.1646
| 5920 | 606571.9894
| 5921 | 599101.6384
| 5922 | 617568.2785
| 5923 | 689240.892
| 5924 | 706828.0875
| 5925 | 695326.3384
| 5926 | 670204.1152
| 5927 | 631605.0246
| 5928 | 597860.3241
| 5929 | 564558.6675
| 5930 | 552238.6266
| 5931 | 542917.4056
| 5932 | 537816.1284
| 5933 | 555004.6543
| 5934 | 561296.4472
| 5935 | 546133.9499
| 5936 | 563960.5747
| 5937 | 585339.827
| 5938 | 598650.5339
| 5939 | 603804.9506
| 5940 | 615665.5347
| 5941 | 632328.2061
| 5942 | 632889.2201
| 5943 | 629375.5645
| 5944 | 625977.4729
| 5945 | 619119.618
| 5946 | 637673.3103
| 5947 | 709490.5334
| 5948 | 725948.9148
| 5949 | 712971.5749
| 5950 | 686720.5377
| 5951 | 643429.223
| 5952 | 605107.4135
| 5953 | 493610.1756
| 5954 | 482629.7236
| 5955 | 473084.7179
| 5956 | 469549.3117
| 5957 | 499099.668
| 5958 | 527664.9533
| 5959 | 517721.7388
| 5960 | 540443.1218
| 5961 | 590071.7568
| 5962 | 619138.6736
| 5963 | 629401.4418
| 5964 | 644705.4783
| 5965 | 653759.2571
| 5966 | 651109.5881
| 5967 | 649420.261
| 5968 | 645725.955
| 5969 | 621404.6697
| 5970 | 607590.6853
| 5971 | 652219.5888
| 5972 | 656023.6634
| 5973 | 636623.3911
| 5974 | 605879.8138
| 5975 | 567230.6389
| 5976 | 536761.4983
| 5977 | 486325.86
| 5978 | 476996.5348
| 5979 | 469102.6559
| 5980 | 467420.5436
| 5981 | 493532.666
| 5982 | 520020.6672
| 5983 | 512290.9505
| 5984 | 540783.8492
| 5985 | 587993.0065
| 5986 | 621533.0151
| 5987 | 631617.5569
| 5988 | 639680.5834
| 5989 | 648676.8033
| 5990 | 643175.3625
| 5991 | 640558.2417
| 5992 | 634430.7543
| 5993 | 612623.8594
| 5994 | 601635.9191
| 5995 | 649090.8667
| 5996 | 656420.266
| 5997 | 640545.3184
| 5998 | 613327.0658
| 5999 | 569802.1129
| 6000 | 534399.6367
| 6001 | 479001.1683
| 6002 | 463310.4518
| 6003 | 449112.7392
| 6004 | 441069.2356
| 6005 | 481495.0338
| 6006 | 521225.3154
| 6007 | 520911.3429
| 6008 | 548004.8974
| 6009 | 596743.0322
| 6010 | 626216.7358
| 6011 | 634461.2792
| 6012 | 647829.7604
| 6013 | 661247.6354
| 6014 | 660414.6283
| 6015 | 656821.8922
| 6016 | 651359.0149
| 6017 | 625420.808
| 6018 | 610345.7132
| 6019 | 653771.0638
| 6020 | 653249.736
| 6021 | 629668.6709
| 6022 | 594599.6912
| 6023 | 553232.4283
| 6024 | 519930.0846
| 6025 | 466574.1912
| 6026 | 454069.1816
| 6027 | 442797.4512
| 6028 | 437795.0448
| 6029 | 480221.404
| 6030 | 522001.5311
| 6031 | 523529.8952
| 6032 | 552953.3453
| 6033 | 603723.4542
| 6034 | 635350.3349
| 6035 | 642723.5581
| 6036 | 654898.8124
| 6037 | 669499.5654
| 6038 | 666669.415
| 6039 | 663088.6343
| 6040 | 657218.3975
| 6041 | 633132.6526
| 6042 | 619792.8732
| 6043 | 664983.0338
| 6044 | 666598.492
| 6045 | 645009.6034
| 6046 | 612019.8521
| 6047 | 574441.9338
| 6048 | 544928.9348
| 6049 | 495419.9434
| 6050 | 485777.6315
| 6051 | 477628.3233
| 6052 | 475690.7817
| 6053 | 505533.0347
| 6054 | 537027.9347
| 6055 | 532402.0086
| 6056 | 556256.4881
| 6057 | 603623.8827
| 6058 | 635783.4292
| 6059 | 647257.0967
| 6060 | 659795.221
| 6061 | 674843.4462
| 6062 | 668291.0615
| 6063 | 662812.6476
| 6064 | 657251.6248
| 6065 | 632349.1835
| 6066 | 618374.8399
| 6067 | 662785.8267
| 6068 | 668239.5964
| 6069 | 650633.6287
| 6070 | 621482.189
| 6071 | 584838.0765
| 6072 | 556258.8833
| 6073 | 544711.0695
| 6074 | 531767.9187
| 6075 | 521766.0302
| 6076 | 515839.476
| 6077 | 535103.535
| 6078 | 543051.9743
| 6079 | 530384.7874
| 6080 | 553975.6731
| 6081 | 577236.7704
| 6082 | 589474.809
| 6083 | 598484.7815
| 6084 | 617487.6273
| 6085 | 638360.6649
| 6086 | 644702.0215
| 6087 | 646228.1055
| 6088 | 647900.886
| 6089 | 627999.7938
| 6090 | 634656.5532
| 6091 | 694519.2861
| 6092 | 705129.9984
| 6093 | 686304.9893
| 6094 | 654148.7254
| 6095 | 615396.4345
| 6096 | 581556.0912
| 6097 | 548158.7918
| 6098 | 539110.0781
| 6099 | 532800.4597
| 6100 | 530768.3426
| 6101 | 553522.715
| 6102 | 566332.5143
| 6103 | 556140.8436
| 6104 | 577287.8869
| 6105 | 596966.082
| 6106 | 613505.2472
| 6107 | 621894.1616
| 6108 | 641158.4773
| 6109 | 662577.2845
| 6110 | 659433.2368
| 6111 | 657914.6514
| 6112 | 659103.8444
| 6113 | 639495.2559
| 6114 | 645834.7333
| 6115 | 705437.7415
| 6116 | 718449.2598
| 6117 | 702227.2237
| 6118 | 672529.3233
| 6119 | 628308.4981
| 6120 | 588942.0631
| 6121 | 476659.9243
| 6122 | 459323.8081
| 6123 | 443480.6958
| 6124 | 433647.1829
| 6125 | 477417.551
| 6126 | 522420.6241
| 6127 | 528024.8201
| 6128 | 552075.8542
| 6129 | 597314.4263
| 6130 | 626938.3492
| 6131 | 639127.966
| 6132 | 656529.6051
| 6133 | 661712.1072
| 6134 | 663425.0382
| 6135 | 662717.2124
| 6136 | 659462.7945
| 6137 | 632738.9136
| 6138 | 616663.0057
| 6139 | 659029.9857
| 6140 | 662665.6832
| 6141 | 643039.4763
| 6142 | 612127.5219
| 6143 | 570909.1639
| 6144 | 537957.8923
| 6145 | 484953.0709
| 6146 | 477733.9006
| 6147 | 471805.5671
| 6148 | 472146.5576
| 6149 | 503647.2366
| 6150 | 537168.9119
| 6151 | 529908.021
| 6152 | 555213.9158
| 6153 | 598082.6914
| 6154 | 628408.8572
| 6155 | 641141.6406
| 6156 | 653538.928
| 6157 | 651934.6216
| 6158 | 655982.6342
| 6159 | 655582.26
| 6160 | 656206.0944
| 6161 | 630248.192
| 6162 | 614871.5646
| 6163 | 657880.2677
| 6164 | 665090.2567
| 6165 | 649182.9509
| 6166 | 621787.7305
| 6167 | 582230.5217
| 6168 | 550882.8419
| 6169 | 499539.1698
| 6170 | 489507.7005
| 6171 | 480767.0679
| 6172 | 478238.2018
| 6173 | 500949.2407
| 6174 | 524389.8505
| 6175 | 509305.6067
| 6176 | 537008.6363
| 6177 | 591981.092
| 6178 | 617339.1458
| 6179 | 624647.773
| 6180 | 643922.4788
| 6181 | 654790.9221
| 6182 | 645749.8246
| 6183 | 646990.5217
| 6184 | 642745.3046
| 6185 | 621422.7101
| 6186 | 610918.9972
| 6187 | 659002.7819
| 6188 | 664543.6037
| 6189 | 646735.469
| 6190 | 617671.0813
| 6191 | 579200.306
| 6192 | 548996.6171
| 6193 | 498681.8209
| 6194 | 489659.7553
| 6195 | 481928.5265
| 6196 | 480409.0642
| 6197 | 506599.618
| 6198 | 535112.168
| 6199 | 527359.4856
| 6200 | 554496.6005
| 6201 | 601912.3806
| 6202 | 628885.2972
| 6203 | 636113.8807
| 6204 | 647151.7289
| 6205 | 658667.442
| 6206 | 659372.5943
| 6207 | 655063.4737
| 6208 | 653454.3266
| 6209 | 631859.229
| 6210 | 621029.6433
| 6211 | 668845.1127
| 6212 | 671475.7018
| 6213 | 650844.3865
| 6214 | 618927.3237
| 6215 | 576003.1449
| 6216 | 541259.0005
| 6217 | 486605.9158
| 6218 | 472132.4973
| 6219 | 459007.4731
| 6220 | 452036.6578
| 6221 | 497521.2068
| 6222 | 542111.9234
| 6223 | 547282.597
| 6224 | 575396.882
| 6225 | 624540.5867
| 6226 | 654033.4675
| 6227 | 664080.219
| 6228 | 678267.2665
| 6229 | 687748.9322
| 6230 | 688781.0569
| 6231 | 687200.4248
| 6232 | 684433.7723
| 6233 | 656598.3545
| 6234 | 639354.1155
| 6235 | 680610.3219
| 6236 | 682861.7761
| 6237 | 661966.4408
| 6238 | 629670.243
| 6239 | 591438.2884
| 6240 | 561386.368
| 6241 | 548395.3216
| 6242 | 540531.5476
| 6243 | 535609.0361
| 6244 | 534819.4163
| 6245 | 560896.5038
| 6246 | 574252.9604
| 6247 | 561566.1725
| 6248 | 581305.5243
| 6249 | 609330.6851
| 6250 | 622186.9083
| 6251 | 633579.5276
| 6252 | 659562.7811
| 6253 | 679841.6436
| 6254 | 673630.7067
| 6255 | 671709.6512
| 6256 | 665388.4537
| 6257 | 644599.5457
| 6258 | 650516.0758
| 6259 | 709783.1889
| 6260 | 720740.6779
| 6261 | 702377.5604
| 6262 | 670625.6308
| 6263 | 629479.6928
| 6264 | 593188.145
| 6265 | 557339.641
| 6266 | 540371.1885
| 6267 | 526343.9984
| 6268 | 516594.3095
| 6269 | 555023.0211
| 6270 | 581481.2033
| 6271 | 580917.8941
| 6272 | 596746.8888
| 6273 | 617933.8547
| 6274 | 631058.3961
| 6275 | 644137.6488
| 6276 | 661320.322
| 6277 | 673244.6704
| 6278 | 668944.2255
| 6279 | 669441.6641
| 6280 | 664490.6513
| 6281 | 646601.1719
| 6282 | 655561.6627
| 6283 | 717728.127
| 6284 | 727096.342
| 6285 | 707143.9506
| 6286 | 673802.7469
| 6287 | 631115.07
| 6288 | 593339.3408
| 6289 | 482388.1832
| 6290 | 468262.9731
| 6291 | 455515.652
| 6292 | 448835.4878
| 6293 | 493673.1635
| 6294 | 538195.822
| 6295 | 542918.5423
| 6296 | 564291.8058
| 6297 | 606705.6639
| 6298 | 629525.1475
| 6299 | 637867.3697
| 6300 | 650586.8544
| 6301 | 658539.8104
| 6302 | 653905.9027
| 6303 | 651130.4444
| 6304 | 645193.511
| 6305 | 620267.8377
| 6306 | 606343.8927
| 6307 | 650862.8356
| 6308 | 652392.6735
| 6309 | 630805.2166
| 6310 | 597787.4025
| 6311 | 557867.6675
| 6312 | 526070.4093
| 6313 | 474219.6013
| 6314 | 462375.7869
| 6315 | 451967.4189
| 6316 | 447828.3749
| 6317 | 491159.3573
| 6318 | 534031.6092
| 6319 | 537102.9435
| 6320 | 561214.0249
| 6321 | 606308.752
| 6322 | 631558.3543
| 6323 | 642040.0758
| 6324 | 657199.4025
| 6325 | 667176.0798
| 6326 | 667497.6516
| 6327 | 669449.3011
| 6328 | 668058.3213
| 6329 | 641511.9923
| 6330 | 626035.4268
| 6331 | 669001.7493
| 6332 | 672094.2301
| 6333 | 651837.7543
| 6334 | 620325.0257
| 6335 | 581998.86
| 6336 | 551852.7286
| 6337 | 501595.4899
| 6338 | 490460.4058
| 6339 | 480673.7159
| 6340 | 477098.7926
| 6341 | 510208.3795
| 6342 | 543735.971
| 6343 | 537595.7473
| 6344 | 563816.2177
| 6345 | 611666.3707
| 6346 | 640629.5007
| 6347 | 654958.8616
| 6348 | 673415.707
| 6349 | 683374.8809
| 6350 | 680001.8459
| 6351 | 679917.0771
| 6352 | 674424.6722
| 6353 | 654065.825
| 6354 | 643906.0252
| 6355 | 692189.1135
| 6356 | 692285.7412
| 6357 | 669033.4125
| 6358 | 634582.3882
| 6359 | 595092.1867
| 6360 | 563724.462
| 6361 | 512447.7971
| 6362 | 502594.7274
| 6363 | 494119.5465
| 6364 | 491913.6896
| 6365 | 519678.3119
| 6366 | 549734.11
| 6367 | 542159.0569
| 6368 | 572788.7274
| 6369 | 622679.1059
| 6370 | 649962.3117
| 6371 | 658801.3037
| 6372 | 669272.3753
| 6373 | 672633.084
| 6374 | 668509.2789
| 6375 | 670947.849
| 6376 | 670213.3697
| 6377 | 648771.395
| 6378 | 638161.1577
| 6379 | 694870.8343
| 6380 | 691451.8735
| 6381 | 673560.982
| 6382 | 644471.395
| 6383 | 602757.3554
| 6384 | 569223.35
| 6385 | 515578.2373
| 6386 | 499417.0385
| 6387 | 484691.286
| 6388 | 476234.8575
| 6389 | 515983.9057
| 6390 | 555506.4691
| 6391 | 554595.7028
| 6392 | 580408.4098
| 6393 | 627124.0174
| 6394 | 654125.591
| 6395 | 664345.2111
| 6396 | 682341.0883
| 6397 | 686955.6154
| 6398 | 686738.1569
| 6399 | 682279.3496
| 6400 | 678913.6281
| 6401 | 656029.9385
| 6402 | 643942.6788
| 6403 | 699232.8903
| 6404 | 695551.3413
| 6405 | 677397.8616
| 6406 | 647988.129
| 6407 | 605723.7138
| 6408 | 571581.7753
| 6409 | 554615.8259
| 6410 | 537789.1194
| 6411 | 523961.2328
| 6412 | 514151.1229
| 6413 | 545618.1631
| 6414 | 565479.3548
| 6415 | 564251.5344
| 6416 | 574705.6632
| 6417 | 595811.39
| 6418 | 607029.5199
| 6419 | 612036.7527
| 6420 | 626304.8263
| 6421 | 639868.4049
| 6422 | 646158.1845
| 6423 | 646499.8957
| 6424 | 645156.4261
| 6425 | 631409.1444
| 6426 | 644397.8005
| 6427 | 719671.6229
| 6428 | 725301.1783
| 6429 | 710429.5956
| 6430 | 682226.7581
| 6431 | 639313.1466
| 6432 | 601311.4827
| 6433 | 563637.7477
| 6434 | 548084.4649
| 6435 | 535270.2774
| 6436 | 526676.0337
| 6437 | 549710.8242
| 6438 | 562959.6568
| 6439 | 554375.8775
| 6440 | 572217.7149
| 6441 | 588501.6518
| 6442 | 598386.481
| 6443 | 604913.2602
| 6444 | 621815.8504
| 6445 | 642777.8372
| 6446 | 648194.4568
| 6447 | 644678.1912
| 6448 | 645344.3742
| 6449 | 629411.2409
| 6450 | 640401.9935
| 6451 | 713475.7452
| 6452 | 718441.2418
| 6453 | 703050.2099
| 6454 | 674183.3136
| 6455 | 632367.5898
| 6456 | 595665.9806
| 6457 | 485788.9431
| 6458 | 473557.4032
| 6459 | 462616.6999
| 6460 | 457887.7633
| 6461 | 490805.416
| 6462 | 526676.15
| 6463 | 526195.1119
| 6464 | 553126.3084
| 6465 | 604825.2592
| 6466 | 632741.0319
| 6467 | 638545.1005
| 6468 | 646592.8901
| 6469 | 655720.1806
| 6470 | 653722.2256
| 6471 | 648778.3547
| 6472 | 641702.4774
| 6473 | 619780.7467
| 6474 | 609010.1503
| 6475 | 665559.4677
| 6476 | 660086.4777
| 6477 | 640286.1665
| 6478 | 609200.1078
| 6479 | 570432.9544
| 6480 | 539990.4449
| 6481 | 489494.3855
| 6482 | 475313.0498
| 6483 | 462567.1604
| 6484 | 455975.4801
| 6485 | 492864.6469
| 6486 | 532796.5529
| 6487 | 532039.0112
| 6488 | 558902.635
| 6489 | 607031.3677
| 6490 | 636480.8585
| 6491 | 649027.5737
| 6492 | 667736.5897
| 6493 | 677362.4025
| 6494 | 675052.841
| 6495 | 675478.9708
| 6496 | 672829.4965
| 6497 | 645693.3578
| 6498 | 629664.985
| 6499 | 681043.578
| 6500 | 675656.2083
| 6501 | 656086.1271
| 6502 | 625028.1312
| 6503 | 587343.6886
| 6504 | 557781.7228
| 6505 | 508253.2592
| 6506 | 497092.9758
| 6507 | 487368.1388
| 6508 | 483710.4587
| 6509 | 516647.1269
| 6510 | 551705.298
| 6511 | 547618.7113
| 6512 | 578153.1341
| 6513 | 630112.2305
| 6514 | 663288.5057
| 6515 | 675174.3379
| 6516 | 691716.4632
| 6517 | 704779.7569
| 6518 | 700910.532
| 6519 | 698261.6786
| 6520 | 693469.0468
| 6521 | 664882.6241
| 6522 | 647350.5976
| 6523 | 697283.0945
| 6524 | 692071.2608
| 6525 | 672532.1061
| 6526 | 641649.6462
| 6527 | 607053.8359
| 6528 | 580725.1119
| 6529 | 534342.8381
| 6530 | 523244.4076
| 6531 | 513494.3713
| 6532 | 509956.1015
| 6533 | 539285.4871
| 6534 | 568721.5715
| 6535 | 562317.1876
| 6536 | 595822.8984
| 6537 | 638651.5957
| 6538 | 668705.506
| 6539 | 677905.2976
| 6540 | 685127.9933
| 6541 | 698306.5681
| 6542 | 693612.6646
| 6543 | 694123.8864
| 6544 | 689327.0509
| 6545 | 664299.8903
| 6546 | 650329.842
| 6547 | 703622.15
| 6548 | 702191.0703
| 6549 | 686230.5023
| 6550 | 659128.7964
| 6551 | 618354.2898
| 6552 | 585759.8173
| 6553 | 533256.4047
| 6554 | 527068.9739
| 6555 | 522172.3799
| 6556 | 523689.7195
| 6557 | 546382.1581
| 6558 | 571782.5418
| 6559 | 556446.8376
| 6560 | 569840.1817
| 6561 | 612369.8965
| 6562 | 636340.391
| 6563 | 650679.8173
| 6564 | 665466.5094
| 6565 | 678362.3236
| 6566 | 682585.0719
| 6567 | 691707.2779
| 6568 | 694869.1042
| 6569 | 672014.5985
| 6570 | 660313.6325
| 6571 | 715787.9707
| 6572 | 714648.9738
| 6573 | 699384.8228
| 6574 | 672575.1997
| 6575 | 632605.0661
| 6576 | 600612.7997
| 6577 | 585738.9648
| 6578 | 572410.9519
| 6579 | 562081.7589
| 6580 | 555914.9523
| 6581 | 577318.4719
| 6582 | 586650.0992
| 6583 | 574008.9092
| 6584 | 595403.0446
| 6585 | 616133.465
| 6586 | 631487.5831
| 6587 | 642804.4584
| 6588 | 661845.4711
| 6589 | 683443.7259
| 6590 | 677329.7376
| 6591 | 672543.7222
| 6592 | 664698.6873
| 6593 | 652178.8076
| 6594 | 666333.7904
| 6595 | 742773.9395
| 6596 | 746394.7098
| 6597 | 729861.1188
| 6598 | 699649.4962
| 6599 | 658905.0289
| 6600 | 622870.3422
| 6601 | 587278.6992
| 6602 | 571554.1757
| 6603 | 558770.9146
| 6604 | 550207.5974
| 6605 | 566630.361
| 6606 | 573066.1106
| 6607 | 553385.1571
| 6608 | 566732.6035
| 6609 | 583115.2099
| 6610 | 592888.3161
| 6611 | 610856.1369
| 6612 | 632890.4455
| 6613 | 649483.4008
| 6614 | 652630.1205
| 6615 | 643719.9219
| 6616 | 639153.8957
| 6617 | 624531.1675
| 6618 | 636698.2692
| 6619 | 711005.9276
| 6620 | 717198.7446
| 6621 | 703237.2002
| 6622 | 675597.6243
| 6623 | 640254.1113
| 6624 | 609822.546
| 6625 | 506273.1098
| 6626 | 493373.7884
| 6627 | 481909.9133
| 6628 | 476657.8049
| 6629 | 501653.2933
| 6630 | 528813.6777
| 6631 | 516437.7658
| 6632 | 536543.8223
| 6633 | 577578.6388
| 6634 | 601124.3604
| 6635 | 617811.5339
| 6636 | 638286.2647
| 6637 | 651279.5458
| 6638 | 644786.7904
| 6639 | 643417.6391
| 6640 | 638340.8938
| 6641 | 615705.0464
| 6642 | 604218.5609
| 6643 | 660051.9891
| 6644 | 658282.7233
| 6645 | 642330.746
| 6646 | 614948.4116
| 6647 | 580268.4127
| 6648 | 553623.8384
| 6649 | 507070.3239
| 6650 | 495859.642
| 6651 | 486084.4063
| 6652 | 482520.9372
| 6653 | 508215.2367
| 6654 | 534011.8678
| 6655 | 520817.5228
| 6656 | 551121.6183
| 6657 | 600439.8982
| 6658 | 633767.448
| 6659 | 645116.1199
| 6660 | 659761.9865
| 6661 | 674679.7754
| 6662 | 666638.2023
| 6663 | 660859.175
| 6664 | 650877.9532
| 6665 | 628010.6087
| 6666 | 616394.6904
| 6667 | 671954.0763
| 6668 | 663911.9031
| 6669 | 641542.4089
| 6670 | 607685
| 6671 | 566001.8867
| 6672 | 532441.2503
| 6673 | 478914.1161
| 6674 | 469666.1159
| 6675 | 461853.5621
| 6676 | 460252.7748
| 6677 | 503919.7842
| 6678 | 548141.6231
| 6679 | 550008.5699
| 6680 | 577509.9936
| 6681 | 626252.2977
| 6682 | 655391.7369
| 6683 | 669547.7252
| 6684 | 686128.0447
| 6685 | 697114.2217
| 6686 | 692671.9404
| 6687 | 688240.8308
| 6688 | 680765.6134
| 6689 | 657604.6084
| 6690 | 645420.274
| 6691 | 700758.0206
| 6692 | 697623.9837
| 6693 | 680220.1831
| 6694 | 651328.4679
| 6695 | 610775.6005
| 6696 | 578402.7674
| 6697 | 525976.3845
| 6698 | 517399.602
| 6699 | 510171.2137
| 6700 | 509299.2015
| 6701 | 543353.4171
| 6702 | 578598.2549
| 6703 | 575578.9158
| 6704 | 579885.2767
| 6705 | 604520.4823
| 6706 | 608233.0641
| 6707 | 597389.631
| 6708 | 610854.4737
| 6709 | 599655.8879
| 6710 | 599752.3412
| 6711 | 593048.64
| 6712 | 584747.3494
| 6713 | 575691.1366
| 6714 | 577626.7141
| 6715 | 647084.3725
| 6716 | 655298.8972
| 6717 | 649128.5433
| 6718 | 631527.8323
| 6719 | 600166.6956
| 6720 | 576985.5932
| 6721 | 533837.9931
| 6722 | 523992.0822
| 6723 | 515437.0081
| 6724 | 513093.7006
| 6725 | 532800.5377
| 6726 | 557918.7364
| 6727 | 542841.935
| 6728 | 563739.2496
| 6729 | 615197.086
| 6730 | 633555.5248
| 6731 | 644385.6624
| 6732 | 657244.8872
| 6733 | 657817.4295
| 6734 | 652238.1773
| 6735 | 650488.4464
| 6736 | 644526.0417
| 6737 | 624996.4289
| 6738 | 616864.0273
| 6739 | 675849.3725
| 6740 | 679688.9552
| 6741 | 669345.8265
| 6742 | 647514.7831
| 6743 | 610038.2347
| 6744 | 580481.9959
| 6745 | 568044.1888
| 6746 | 556224.1248
| 6747 | 547200.7137
| 6748 | 542541.856
| 6749 | 560718.1587
| 6750 | 566995.6868
| 6751 | 550689.8372
| 6752 | 561949.6978
| 6753 | 575691.2874
| 6754 | 580904.9684
| 6755 | 589591.2831
| 6756 | 608275.5296
| 6757 | 623051.0942
| 6758 | 628943.5052
| 6759 | 632673.3338
| 6760 | 633909.8615
| 6761 | 621894.4045
| 6762 | 636612.6488
| 6763 | 713673.617
| 6764 | 721141.2895
| 6765 | 708397.043
| 6766 | 682089.8801
| 6767 | 645391.6184
| 6768 | 613662.8619
| 6769 | 582174.9821
| 6770 | 571755.7701
| 6771 | 564220.2631
| 6772 | 560962.2573
| 6773 | 580519.4071
| 6774 | 594046.8295
| 6775 | 580795.0719
| 6776 | 599836.9257
| 6777 | 621307.7402
| 6778 | 633759.6492
| 6779 | 640042.6395
| 6780 | 657632.5034
| 6781 | 679532.6128
| 6782 | 671259.9681
| 6783 | 665144.9173
| 6784 | 655699.936
| 6785 | 644795.9857
| 6786 | 660780.4948
| 6787 | 738760.9511
| 6788 | 745209.1973
| 6789 | 731445.5247
| 6790 | 704061.3781
| 6791 | 663283.1208
| 6792 | 627474.3687
| 6793 | 518634.7978
| 6794 | 508324.1317
| 6795 | 499304.3023
| 6796 | 496583.2916
| 6797 | 521262.6019
| 6798 | 549529.6091
| 6799 | 538806.2902
| 6800 | 569161.5503
| 6801 | 620968.0405
| 6802 | 647736.366
| 6803 | 655648.0853
| 6804 | 674297.064
| 6805 | 678105.6444
| 6806 | 671666.3487
| 6807 | 662879.6276
| 6808 | 650977.2055
| 6809 | 630919.9824
| 6810 | 621884.7013
| 6811 | 680313.9437
| 6812 | 677361.17
| 6813 | 660283.2422
| 6814 | 631659.8423
| 6815 | 595466.1672
| 6816 | 567250.3594
| 6817 | 519068.0539
| 6818 | 506499.7597
| 6819 | 495309.3543
| 6820 | 490330.7155
| 6821 | 519423.2735
| 6822 | 551853.0833
| 6823 | 545324.0617
| 6824 | 571317.3904
| 6825 | 612514.3214
| 6826 | 643134.1006
| 6827 | 649218.4355
| 6828 | 655890.16
| 6829 | 657118.7288
| 6830 | 640715.0232
| 6831 | 625892.1408
| 6832 | 608348.6994
| 6833 | 594075.7435
| 6834 | 590882.4045
| 6835 | 655096.0315
| 6836 | 659181.5938
| 6837 | 648939.8349
| 6838 | 627152.604
| 6839 | 594582.76
| 6840 | 570077.8353
| 6841 | 525721.5279
| 6842 | 514631.688
| 6843 | 504832.6849
| 6844 | 501390.0579
| 6845 | 523345.1536
| 6846 | 548220.8835
| 6847 | 533377.7054
| 6848 | 564377.9773
| 6849 | 611086.5534
| 6850 | 640490.8415
| 6851 | 650160.3338
| 6852 | 662680.6624
| 6853 | 673985.5619
| 6854 | 668054.1065
| 6855 | 666147.6918
| 6856 | 659384.1026
| 6857 | 640309.0121
| 6858 | 632691.7644
| 6859 | 692249.8209
| 6860 | 689031.5954
| 6861 | 671543.6063
| 6862 | 642654.7546
| 6863 | 603295.4177
| 6864 | 572116.115
| 6865 | 520970.3146
| 6866 | 508894.8385
| 6867 | 498110.1991
| 6868 | 493624.3784
| 6869 | 523718.527
| 6870 | 556593.1903
| 6871 | 546143.6145
| 6872 | 577864.154
| 6873 | 624480.1069
| 6874 | 658697.9294
| 6875 | 672343.0935
| 6876 | 686774.9064
| 6877 | 692237.8681
| 6878 | 681388.2068
| 6879 | 684090.0324
| 6880 | 678111.9726
| 6881 | 657122.6718
| 6882 | 647172.198
| 6883 | 704743.8052
| 6884 | 699943.4646
| 6885 | 680815.8029
| 6886 | 650344.8362
| 6887 | 611407.8739
| 6888 | 580593.3883
| 6889 | 529869.9625
| 6890 | 520676.6563
| 6891 | 512774.1867
| 6892 | 511228.0934
| 6893 | 541586.6313
| 6894 | 572275.841
| 6895 | 562958.2406
| 6896 | 590293.0468
| 6897 | 639043.515
| 6898 | 670647.5916
| 6899 | 677690.1557
| 6900 | 688472.6734
| 6901 | 696713.6617
| 6902 | 694491.2611
| 6903 | 693377.2054
| 6904 | 685683.1177
| 6905 | 664520.0978
| 6906 | 654767.4959
| 6907 | 712190.1981
| 6908 | 709228.8336
| 6909 | 692027.2002
| 6910 | 663395.2096
| 6911 | 625164.6867
| 6912 | 595056.6406
| 6913 | 582067.026
| 6914 | 566373.4289
| 6915 | 553621.0942
| 6916 | 545088.7034
| 6917 | 563417.6651
| 6918 | 575138.995
| 6919 | 559188.2664
| 6920 | 558397.5774
| 6921 | 564430.468
| 6922 | 562113.7722
| 6923 | 577389.1224
| 6924 | 593217.3576
| 6925 | 611514.8078
| 6926 | 621165.7673
| 6927 | 624550.2968
| 6928 | 629261.6689
| 6929 | 618207.8616
| 6930 | 634022.5618
| 6931 | 712179.9858
| 6932 | 720456.3267
| 6933 | 708520.7487
| 6934 | 682964.6967
| 6935 | 648106.8429
| 6936 | 618073.8847
| 6937 | 588426.4128
| 6938 | 570113.234
| 6939 | 554539.1505
| 6940 | 543242.5683
| 6941 | 564029.9594
| 6942 | 575228.9507
| 6943 | 560121.0042
| 6944 | 577875.8023
| 6945 | 595508.5202
| 6946 | 605221.0349
| 6947 | 610344.8374
| 6948 | 623441.1336
| 6949 | 637577.9403
| 6950 | 636777.1211
| 6951 | 634523.0597
| 6952 | 632870.5522
| 6953 | 622237.7449
| 6954 | 638740.2715
| 6955 | 717238.7451
| 6956 | 724738.7758
| 6957 | 711939.8354
| 6958 | 685665.0307
| 6959 | 649685.5217
| 6960 | 618415.7933
| 6961 | 514230.3612
| 6962 | 502416.0414
| 6963 | 491892.5584
| 6964 | 487523.2845
| 6965 | 510270.659
| 6966 | 531286.4419
| 6967 | 516513.3064
| 6968 | 543762.9261
| 6969 | 585401.1383
| 6970 | 602952.5209
| 6971 | 619934.4703
| 6972 | 639600.3709
| 6973 | 649048.2051
| 6974 | 648609.8978
| 6975 | 647639.637
| 6976 | 644784.7741
| 6977 | 627037.2858
| 6978 | 620610.705
| 6979 | 681446.4804
| 6980 | 680782.2612
| 6981 | 665790.7208
| 6982 | 639253.7083
| 6983 | 599510.9411
| 6984 | 567948.2082
| 6985 | 516418.9776
| 6986 | 508473.8957
| 6987 | 501877.208
| 6988 | 501434.7294
| 6989 | 520683.1741
| 6990 | 542001.9957
| 6991 | 530295.3343
| 6992 | 550029.2072
| 6993 | 579578.3692
| 6994 | 599865.2402
| 6995 | 613943.2653
| 6996 | 639210.4705
| 6997 | 642940.588
| 6998 | 646946.356
| 6999 | 642696.8475
| 7000 | 641945.3156
| 7001 | 623872.4829
| 7002 | 616635.8019
| 7003 | 676921.2017
| 7004 | 676492.9396
| 7005 | 661679.7988
| 7006 | 635580.9105
| 7007 | 594449.6046
| 7008 | 561353.7234
| 7009 | 508348.902
| 7010 | 496318.0974
| 7011 | 485578.1295
| 7012 | 481049.9282
| 7013 | 516584.8359
| 7014 | 556423.841
| 7015 | 552551.1605
| 7016 | 587994.5128
| 7017 | 633798.0417
| 7018 | 672524.7977
| 7019 | 682062.0523
| 7020 | 688175.2558
| 7021 | 696595.4598
| 7022 | 694788.0873
| 7023 | 689088.0499
| 7024 | 683732.9211
| 7025 | 657161.6161
| 7026 | 641777.8299
| 7027 | 693801.0095
| 7028 | 689236.626
| 7029 | 670431.9736
| 7030 | 640139.4064
| 7031 | 601637.7047
| 7032 | 571056.3126
| 7033 | 520565.9804
| 7034 | 515162.0187
| 7035 | 511106.4513
| 7036 | 513205.0929
| 7037 | 540465.0692
| 7038 | 567524.4659
| 7039 | 555337.2981
| 7040 | 574982.0329
| 7041 | 609192.7731
| 7042 | 629591.4488
| 7043 | 639024.49
| 7044 | 655363.8727
| 7045 | 663592.2169
| 7046 | 667870.9334
| 7047 | 669765.707
| 7048 | 670118.6332
| 7049 | 650323.1563
| 7050 | 641699.3684
| 7051 | 700395.4943
| 7052 | 701260.128
| 7053 | 687797.4406
| 7054 | 662904.396
| 7055 | 623604.0483
| 7056 | 592426.1774
| 7057 | 541396.9238
| 7058 | 531448.2112
| 7059 | 522934.9451
| 7060 | 520575.8879
| 7061 | 536568.1823
| 7062 | 555569.9484
| 7063 | 537266.6917
| 7064 | 550269.5384
| 7065 | 590774.677
| 7066 | 607082.3768
| 7067 | 610181.4338
| 7068 | 623050.5451
| 7069 | 623110.6281
| 7070 | 623650.7222
| 7071 | 623254.8279
| 7072 | 620349.4447
| 7073 | 608199.3779
| 7074 | 607531.9824
| 7075 | 674039.891
| 7076 | 676988.0485
| 7077 | 665608.885
| 7078 | 642943.9739
| 7079 | 608982.7277
| 7080 | 583056.9061
| 7081 | 574249.5162
| 7082 | 563440.2878
| 7083 | 555370.1547
| 7084 | 551577.5229
| 7085 | 563586.9672
| 7086 | 566597.0497
| 7087 | 545913.456
| 7088 | 560305.8903
| 7089 | 580353.9094
| 7090 | 584785.868
| 7091 | 599460.9523
| 7092 | 616409.3536
| 7093 | 633028.9557
| 7094 | 638305.2496
| 7095 | 636357.1664
| 7096 | 640071.9592
| 7097 | 631653.9785
| 7098 | 649821.9496
| 7099 | 729985.8679
| 7100 | 736150.622
| 7101 | 721958.8476
| 7102 | 694291.2089
| 7103 | 652966.8714
| 7104 | 616554.4815
| 7105 | 580382.9683
| 7106 | 565380.0611
| 7107 | 553375.9738
| 7108 | 545534.2728
| 7109 | 564298.8731
| 7110 | 574723.4643
| 7111 | 562652.8264
| 7112 | 574353.8982
| 7113 | 592700.1227
| 7114 | 603073.6967
| 7115 | 605144.7201
| 7116 | 636015.7814
| 7117 | 656432.6115
| 7118 | 652665.1389
| 7119 | 651872.0083
| 7120 | 652119.3489
| 7121 | 641992.2773
| 7122 | 658991.9173
| 7123 | 737987.5044
| 7124 | 743276.0102
| 7125 | 728207.9875
| 7126 | 699664.1004
| 7127 | 657382.1895
| 7128 | 619954.6687
| 7129 | 509611.4442
| 7130 | 500967.0817
| 7131 | 493613.556
| 7132 | 492529.3543
| 7133 | 517424.4394
| 7134 | 543926.2028
| 7135 | 529854.9966
| 7136 | 557780.8624
| 7137 | 605612.0343
| 7138 | 634609.3781
| 7139 | 641713.3483
| 7140 | 654674.0562
| 7141 | 659957.9196
| 7142 | 658160.2617
| 7143 | 657095.7585
| 7144 | 654213.2107
| 7145 | 638449.132
| 7146 | 633129.0295
| 7147 | 695273.4504
| 7148 | 693353.8479
| 7149 | 677193.9764
| 7150 | 649603.7477
| 7151 | 607286.0703
| 7152 | 573090.8697
| 7153 | 518842.1193
| 7154 | 508094.7608
| 7155 | 498638.239
| 7156 | 495538.0934
| 7157 | 527883.5917
| 7158 | 559436.5045
| 7159 | 551348.2505
| 7160 | 571885.7449
| 7161 | 615236.0891
| 7162 | 639239.1952
| 7163 | 651351.3113
| 7164 | 658401.7756
| 7165 | 665611.116
| 7166 | 659044.2947
| 7167 | 662664.1092
| 7168 | 664755.1256
| 7169 | 650510.1466
| 7170 | 647420.4684
| 7171 | 711795.3136
| 7172 | 708864.0165
| 7173 | 691750.0079
| 7174 | 663090.5272
| 7175 | 624963.665
| 7176 | 594959.2796
| 7177 | 545103.5116
| 7178 | 531779.8111
| 7179 | 519746.9474
| 7180 | 514070.4598
| 7181 | 542690.4952
| 7182 | 572637.554
| 7183 | 561899.2858
| 7184 | 575783.9905
| 7185 | 607610.5206
| 7186 | 619803.1261
| 7187 | 629617.069
| 7188 | 626207.1968
| 7189 | 615158.3779
| 7190 | 624948.8512
| 7191 | 624746.3157
| 7192 | 626824.8656
| 7193 | 612340.6537
| 7194 | 608529.9319
| 7195 | 672039.1239
| 7196 | 678367.9965
| 7197 | 670369.548
| 7198 | 651027.7945
| 7199 | 614039.7688
| 7200 | 585231.7775
| 7201 | 536514.8459
| 7202 | 513993.6876
| 7203 | 492907.9756
| 7204 | 478034.0302
| 7205 | 521007.8814
| 7206 | 562680.6566
| 7207 | 571855.0994
| 7208 | 596263.0028
| 7209 | 642925.2923
| 7210 | 668785.9991
| 7211 | 676229.6058
| 7212 | 679378.6
| 7213 | 678503.4468
| 7214 | 675111.1101
| 7215 | 672251.6937
| 7216 | 668926.052
| 7217 | 653196.7355
| 7218 | 648963.0664
| 7219 | 711904.7015
| 7220 | 709922.3871
| 7221 | 693555.1941
| 7222 | 665844.696
| 7223 | 626559.5252
| 7224 | 595252.2215
| 7225 | 544035.9776
| 7226 | 530250.3855
| 7227 | 517755.63
| 7228 | 511674.8082
| 7229 | 530123.2739
| 7230 | 550629.4483
| 7231 | 533201.6196
| 7232 | 555129.186
| 7233 | 595882.4231
| 7234 | 615685.3888
| 7235 | 625351.2458
| 7236 | 645501.8821
| 7237 | 648381.2499
| 7238 | 656825.1327
| 7239 | 660445.2608
| 7240 | 661381.1098
| 7241 | 641654.5974
| 7242 | 633061.7359
| 7243 | 691933.3978
| 7244 | 691236.8204
| 7245 | 676357.5315
| 7246 | 649990.3279
| 7247 | 608512.2453
| 7248 | 575099.082
| 7249 | 558717.2982
| 7250 | 548976.4628
| 7251 | 541974.7227
| 7252 | 539395.0935
| 7253 | 560258.1898
| 7254 | 569988.5532
| 7255 | 562442.9263
| 7256 | 569991.0347
| 7257 | 585333.9395
| 7258 | 594017.2876
| 7259 | 600066.4084
| 7260 | 615360.062
| 7261 | 623526.9114
| 7262 | 632940.2544
| 7263 | 634566.5257
| 7264 | 635417.5298
| 7265 | 622180.1874
| 7266 | 635821.4481
| 7267 | 711805.4326
| 7268 | 719942.891
| 7269 | 707723.8208
| 7270 | 681826.7192
| 7271 | 645048.5643
| 7272 | 613124.7996
| 7273 | 581499.4691
| 7274 | 566902.3278
| 7275 | 555246.449
| 7276 | 547752.9565
| 7277 | 566493.4915
| 7278 | 575523.3645
| 7279 | 557263.0829
| 7280 | 567077.3428
| 7281 | 585551.1646
| 7282 | 592277.7714
| 7283 | 594087.9277
| 7284 | 608162.0139
| 7285 | 623872.6486
| 7286 | 626348.7706
| 7287 | 629930.8254
| 7288 | 629688.3589
| 7289 | 620070.0325
| 7290 | 637490.6153
| 7291 | 716964.7028
| 7292 | 724151.7466
| 7293 | 711039.8195
| 7294 | 684249.8609
| 7295 | 650186.9305
| 7296 | 621035.9477
| 7297 | 518911.7037
| 7298 | 513250.881
| 7299 | 509083.0621
| 7300 | 510924.8427
| 7301 | 533490.9025
| 7302 | 558688.1541
| 7303 | 544079.2822
| 7304 | 568655.8061
| 7305 | 613908.086
| 7306 | 629487.2411
| 7307 | 643346.6781
| 7308 | 648288.0441
| 7309 | 653024.7677
| 7310 | 628882.2441
| 7311 | 609976.8147
| 7312 | 589485.5407
| 7313 | 582679.6468
| 7314 | 587175.8167
| 7315 | 659136.51
| 7316 | 664812.7781
| 7317 | 656017.1154
| 7318 | 636022.7573
| 7319 | 599321.0873
| 7320 | 570741.8941
| 7321 | 522253.7607
| 7322 | 505060.8224
| 7323 | 489245.773
| 7324 | 479555.4379
| 7325 | 516885.2545
| 7326 | 553428.1268
| 7327 | 552134.0692
| 7328 | 572489.3167
| 7329 | 616634.6187
| 7330 | 632944.6265
| 7331 | 638077.0536
| 7332 | 645536.6171
| 7333 | 649977.498
| 7334 | 643956.2544
| 7335 | 645218.1476
| 7336 | 642011.1015
| 7337 | 624202.651
| 7338 | 617740.8484
| 7339 | 678656.5171
| 7340 | 679936.9392
| 7341 | 666687.8731
| 7342 | 642297.6691
| 7343 | 610811.395
| 7344 | 587447.5977
| 7345 | 544087.808
| 7346 | 533454.1327
| 7347 | 524255.9038
| 7348 | 521269.4413
| 7349 | 540261.6865
| 7350 | 561946.004
| 7351 | 546715.3307
| 7352 | 564652.7714
| 7353 | 600432.2053
| 7354 | 614190.8113
| 7355 | 628716.7883
| 7356 | 642987.4058
| 7357 | 652243.2801
| 7358 | 646156.9808
| 7359 | 636972.6892
| 7360 | 627082.3022
| 7361 | 608849.6917
| 7362 | 601969.8098
| 7363 | 662409.8417
| 7364 | 667958.1088
| 7365 | 659179.0547
| 7366 | 639114.2531
| 7367 | 606017.801
| 7368 | 581043.8258
| 7369 | 536160.9103
| 7370 | 527352.4661
| 7371 | 520037.0257
| 7372 | 518933.3518
| 7373 | 534989.0624
| 7374 | 554042.102
| 7375 | 535953.8827
| 7376 | 547680.8172
| 7377 | 580299.1465
| 7378 | 595601.032
| 7379 | 606967.6684
| 7380 | 622581.3341
| 7381 | 630099.5979
| 7382 | 638028.5259
| 7383 | 642439.7974
| 7384 | 647384.6645
| 7385 | 625538.7866
| 7386 | 615029.3466
| 7387 | 671839.8203
| 7388 | 675630.4363
| 7389 | 665093.7311
| 7390 | 643213.7209
| 7391 | 610868.3798
| 7392 | 586558.4633
| 7393 | 542339.6066
| 7394 | 531736.8578
| 7395 | 522569.5552
| 7396 | 519671.5767
| 7397 | 536154.4971
| 7398 | 558083.1504
| 7399 | 538520.8895
| 7400 | 550995.1493
| 7401 | 580803.0165
| 7402 | 583303.0925
| 7403 | 589444.2762
| 7404 | 597516.6107
| 7405 | 603493.3546
| 7406 | 609289.3366
| 7407 | 619143.0225
| 7408 | 622232.1759
| 7409 | 603936.1147
| 7410 | 596903.0325
| 7411 | 657247.4217
| 7412 | 663210.0454
| 7413 | 654902.9055
| 7414 | 635252.4605
| 7415 | 603379.0335
| 7416 | 579483.4737
| 7417 | 572706.3455
| 7418 | 559012.0837
| 7419 | 548056.9172
| 7420 | 541379.252
| 7421 | 554628.234
| 7422 | 560314.8085
| 7423 | 533985.4294
| 7424 | 543826.5523
| 7425 | 552079.1962
| 7426 | 548255.3361
| 7427 | 544816.6071
| 7428 | 548492.96
| 7429 | 554876.9704
| 7430 | 563940.53
| 7431 | 563992.4923
| 7432 | 564668.9597
| 7433 | 566804.7276
| 7434 | 595881.1317
| 7435 | 687300.2596
| 7436 | 702638.7041
| 7437 | 697418.4529
| 7438 | 678924.5045
| 7439 | 644311.1985
| 7440 | 614465.2305
| 7441 | 585004.7489
| 7442 | 576684.8103
| 7443 | 571161.5246
| 7444 | 569800.6251
| 7445 | 580393.3576
| 7446 | 582258.5114
| 7447 | 560856.0434
| 7448 | 562251.6771
| 7449 | 574209.3137
| 7450 | 576601.0025
| 7451 | 583233.3768
| 7452 | 592138.3036
| 7453 | 611748.7203
| 7454 | 613807.5147
| 7455 | 612463.735
| 7456 | 610960.9013
| 7457 | 601301.709
| 7458 | 618722.2919
| 7459 | 698340.9889
| 7460 | 709689.3534
| 7461 | 700536.5798
| 7462 | 678052.5515
| 7463 | 640458.5693
| 7464 | 607834.0922
| 7465 | 502091.7442
| 7466 | 489488.2283
| 7467 | 478175.549
| 7468 | 473074.6363
| 7469 | 506855.0773
| 7470 | 541205.8869
| 7471 | 537894.2559
| 7472 | 560293.1595
| 7473 | 602160.1026
| 7474 | 621809.9768
| 7475 | 625154.5065
| 7476 | 632979.3295
| 7477 | 634119.9814
| 7478 | 633348.1885
| 7479 | 636257.0807
| 7480 | 632559.3756
| 7481 | 609469.6517
| 7482 | 597872.3465
| 7483 | 653537.3976
| 7484 | 658191.3759
| 7485 | 648662.6427
| 7486 | 627645.9948
| 7487 | 593389.8023
| 7488 | 567053.9194
| 7489 | 520866.6539
| 7490 | 512282.7125
| 7491 | 505076.6599
| 7492 | 503995.3218
| 7493 | 516690.0473
| 7494 | 535886.1659
| 7495 | 513559.3415
| 7496 | 533432.1914
| 7497 | 551537.0258
| 7498 | 568736.0993
| 7499 | 567514.3198
| 7500 | 588832.6931
| 7501 | 596055.2846
| 7502 | 588549.3985
| 7503 | 583651.8542
| 7504 | 577955.2105
| 7505 | 570237.4928
| 7506 | 573736.5723
| 7507 | 644613.123
| 7508 | 650751.2828
| 7509 | 642359.9543
| 7510 | 622827.4879
| 7511 | 587747.4501
| 7512 | 560789.8891
| 7513 | 513865.8304
| 7514 | 506102.0116
| 7515 | 499773.6392
| 7516 | 499657.0334
| 7517 | 520365.0845
| 7518 | 542986.246
| 7519 | 526308.1881
| 7520 | 548431.2552
| 7521 | 575645.6478
| 7522 | 593417.0116
| 7523 | 599087.1216
| 7524 | 605035.2354
| 7525 | 607137.7388
| 7526 | 599678.6232
| 7527 | 597320.1388
| 7528 | 589547.6326
| 7529 | 579584.7147
| 7530 | 580937.5584
| 7531 | 649610.3159
| 7532 | 654557.8087
| 7533 | 645033.3709
| 7534 | 624252.6801
| 7535 | 591767.0247
| 7536 | 567201.6789
| 7537 | 522727.393
| 7538 | 518953.6542
| 7539 | 516672.9192
| 7540 | 520546.3933
| 7541 | 534386.0361
| 7542 | 553106.2258
| 7543 | 533624.5927
| 7544 | 548005.0477
| 7545 | 573278.6117
| 7546 | 587411.5562
| 7547 | 587839.8354
| 7548 | 593279.6965
| 7549 | 588763.2417
| 7550 | 597247.0383
| 7551 | 601325.5001
| 7552 | 603279.418
| 7553 | 592722.7129
| 7554 | 593650.3184
| 7555 | 661897.8378
| 7556 | 669536.7876
| 7557 | 662848.4163
| 7558 | 644816.74
| 7559 | 611407.3012
| 7560 | 586177.8966
| 7561 | 540981.9944
| 7562 | 529251.8632
| 7563 | 518899.6209
| 7564 | 514816.7026
| 7565 | 534015.6193
| 7566 | 556491.703
| 7567 | 539173.0488
| 7568 | 561610.5144
| 7569 | 581892.1889
| 7570 | 598488.4035
| 7571 | 604835.2306
| 7572 | 608091.1887
| 7573 | 610017.4947
| 7574 | 614288.4867
| 7575 | 618030.2801
| 7576 | 619590.4146
| 7577 | 604875.6476
| 7578 | 601425.4476
| 7579 | 665382.2136
| 7580 | 668802.2853
| 7581 | 657750.4263
| 7582 | 635442.3143
| 7583 | 603448.0452
| 7584 | 579374.0858
| 7585 | 572476.1155
| 7586 | 562336.673
| 7587 | 555051.4408
| 7588 | 551928.5949
| 7589 | 566661.1843
| 7590 | 572324.0614
| 7591 | 550830.8645
| 7592 | 561587.4464
| 7593 | 562489.6308
| 7594 | 559283.062
| 7595 | 568575.5086
| 7596 | 579576.0406
| 7597 | 592055.5768
| 7598 | 595100.9997
| 7599 | 600502.8619
| 7600 | 603771.494
| 7601 | 591014.9542
| 7602 | 605293.6426
| 7603 | 681655.3303
| 7604 | 694192.9299
| 7605 | 686171.8339
| 7606 | 664877.0406
| 7607 | 632369.5942
| 7608 | 604687.0434
| 7609 | 577332.4213
| 7610 | 567800.9119
| 7611 | 561210.665
| 7612 | 558638.1947
| 7613 | 573176.6335
| 7614 | 577406.3807
| 7615 | 560245.619
| 7616 | 564738.9853
| 7617 | 570013.6619
| 7618 | 571872.9969
| 7619 | 570072.619
| 7620 | 577029.1518
| 7621 | 579695.4137
| 7622 | 583202.9673
| 7623 | 579456.1266
| 7624 | 576545.8734
| 7625 | 570897.0365
| 7626 | 601137.1901
| 7627 | 675706.2912
| 7628 | 689949.7115
| 7629 | 683836.6034
| 7630 | 664247.6309
| 7631 | 632946.0282
| 7632 | 606556.3732
| 7633 | 507106.4048
| 7634 | 497959.7745
| 7635 | 490161.5384
| 7636 | 488517.5114
| 7637 | 508873.0057
| 7638 | 531299.2921
| 7639 | 511934.5093
| 7640 | 546355.9712
| 7641 | 589773.2124
| 7642 | 616092.6453
| 7643 | 621054.7524
| 7644 | 630031.8835
| 7645 | 639170.7671
| 7646 | 635997.6514
| 7647 | 631073.7352
| 7648 | 625980.4944
| 7649 | 607975.4478
| 7650 | 610112.906
| 7651 | 661816.2264
| 7652 | 666219.0708
| 7653 | 656294.594
| 7654 | 635084.3697
| 7655 | 599476.2921
| 7656 | 571990.6912
| 7657 | 524596.1501
| 7658 | 513878.2863
| 7659 | 504595.8688
| 7660 | 501380.6081
| 7661 | 523533.0487
| 7662 | 545188.4672
| 7663 | 527951.0363
| 7664 | 562565.807
| 7665 | 593741.3976
| 7666 | 623642.3195
| 7667 | 625066.2904
| 7668 | 627535.5163
| 7669 | 628914.7211
| 7670 | 621404.4309
| 7671 | 614025.8867
| 7672 | 606488.4972
| 7673 | 591582.1583
| 7674 | 596729.7873
| 7675 | 651587.8882
| 7676 | 657746.9519
| 7677 | 649434.0848
| 7678 | 629980.0799
| 7679 | 596428.895
| 7680 | 571000.1869
| 7681 | 525517.929
| 7682 | 514105.08
| 7683 | 503925.5101
| 7684 | 500015.2643
| 7685 | 524694.5632
| 7686 | 547475.2606
| 7687 | 539096.1637
| 7688 | 559197.9579
| 7689 | 584256.4874
| 7690 | 606213.3489
| 7691 | 616533.2593
| 7692 | 620688.9412
| 7693 | 637554.7833
| 7694 | 628182.9135
| 7695 | 619997.7569
| 7696 | 611970.4515
| 7697 | 595435.0738
| 7698 | 598221.414
| 7699 | 650775.7835
| 7700 | 656037.6948
| 7701 | 647029.8426
| 7702 | 626678.6853
| 7703 | 595146.308
| 7704 | 571591.7977
| 7705 | 528128.3473
| 7706 | 519778.9312
| 7707 | 512864.9615
| 7708 | 512018.1487
| 7709 | 532658.1989
| 7710 | 555859.812
| 7711 | 537880.1587
| 7712 | 571483.7058
| 7713 | 609010.3402
| 7714 | 633095.4056
| 7715 | 639010.3111
| 7716 | 640438.4738
| 7717 | 644159.2175
| 7718 | 631414.4301
| 7719 | 621689.3429
| 7720 | 611637.6919
| 7721 | 602208.5309
| 7722 | 612952.1225
| 7723 | 673319.1337
| 7724 | 676305.3766
| 7725 | 664877.2462
| 7726 | 642250.4204
| 7727 | 606538.682
| 7728 | 578804.8108
| 7729 | 531104.4418
| 7730 | 522301.7247
| 7731 | 514934.4539
| 7732 | 513634.3401
| 7733 | 536027.6788
| 7734 | 559674.9458
| 7735 | 545849.3325
| 7736 | 562597.1357
| 7737 | 584525.3625
| 7738 | 595159.6734
| 7739 | 591607.5544
| 7740 | 596562.2703
| 7741 | 594448.6389
| 7742 | 590939.3674
| 7743 | 593975.4315
| 7744 | 594378.0089
| 7745 | 586955.5097
| 7746 | 599673.2373
| 7747 | 662014.3845
| 7748 | 671846.2461
| 7749 | 667206.1769
| 7750 | 651309.8548
| 7751 | 616923.3705
| 7752 | 590659.3629
| 7753 | 581311.6198
| 7754 | 570335.446
| 7755 | 562242.9772
| 7756 | 558283.4
| 7757 | 571530.8901
| 7758 | 579374.6449
| 7759 | 555585.3308
| 7760 | 563313.4338
| 7761 | 560503.3219
| 7762 | 562466.886
| 7763 | 577691.3794
| 7764 | 591529.2709
| 7765 | 610440.9597
| 7766 | 607278.561
| 7767 | 609064.351
| 7768 | 607139.5779
| 7769 | 599959.2736
| 7770 | 628499.3336
| 7771 | 701425.8986
| 7772 | 715116.0798
| 7773 | 708362.6803
| 7774 | 688220.4687
| 7775 | 656545.4582
| 7776 | 629782.3954
| 7777 | 603202.6518
| 7778 | 585841.3193
| 7779 | 571276.6396
| 7780 | 560874.3461
| 7781 | 575563.4939
| 7782 | 575235.4109
| 7783 | 555969.8778
| 7784 | 570990.847
| 7785 | 572509.2
| 7786 | 571702.2344
| 7787 | 578129.2301
| 7788 | 588039.6805
| 7789 | 594687.1038
| 7790 | 592125.5752
| 7791 | 587937.4376
| 7792 | 582304.5905
| 7793 | 577116.6817
| 7794 | 607393.4888
| 7795 | 682056.8009
| 7796 | 696062.8324
| 7797 | 689799.3875
| 7798 | 669973.0262
| 7799 | 638163.4286
| 7800 | 611265.7786
| 7801 | 511452.4248
| 7802 | 499228.0437
| 7803 | 488294.4994
| 7804 | 483572.7216
| 7805 | 508425.7668
| 7806 | 532926.0129
| 7807 | 522289.2778
| 7808 | 559301.1418
| 7809 | 593250.4695
| 7810 | 614948.9121
| 7811 | 625341.7187
| 7812 | 640842.5618
| 7813 | 642895.7462
| 7814 | 629183.7938
| 7815 | 622735.237
| 7816 | 609781.3268
| 7817 | 593593.5205
| 7818 | 597429.6406
| 7819 | 650918.6749
| 7820 | 654383.4181
| 7821 | 643520.8402
| 7822 | 621314.9572
| 7823 | 583136.2647
| 7824 | 553080.049
| 7825 | 502970.2834
| 7826 | 488489.706
| 7827 | 475387.0175
| 7828 | 468553.653
| 7829 | 504677.4798
| 7830 | 542465.0601
| 7831 | 540004.8662
| 7832 | 570236.3033
| 7833 | 607128.216
| 7834 | 632266.8283
| 7835 | 636225.528
| 7836 | 646712.4106
| 7837 | 653732.3124
| 7838 | 646088.2196
| 7839 | 638160.577
| 7840 | 625765.0747
| 7841 | 605279.6955
| 7842 | 604749.4643
| 7843 | 653987.2623
| 7844 | 657580.0065
| 7845 | 646643.2625
| 7846 | 624565.3805
| 7847 | 591735.8119
| 7848 | 567028.7201
| 7849 | 522268.0785
| 7850 | 511485.4983
| 7851 | 502138.3644
| 7852 | 498858.3874
| 7853 | 525138.0508
| 7854 | 553006.4567
| 7855 | 548970.1726
| 7856 | 581311.0888
| 7857 | 613628.0359
| 7858 | 634011.141
| 7859 | 653609.3046
| 7860 | 658384.0001
| 7861 | 667944.1945
| 7862 | 660761.5739
| 7863 | 652923.081
| 7864 | 642269.1739
| 7865 | 625141.0385
| 7866 | 627992.9542
| 7867 | 680410.732
| 7868 | 683888.3611
| 7869 | 673183.2788
| 7870 | 650990.2819
| 7871 | 616916.7843
| 7872 | 590965.7634
| 7873 | 545105.8024
| 7874 | 533263.4198
| 7875 | 522798.9261
| 7876 | 518603.7564
| 7877 | 538250.5906
| 7878 | 560014.2701
| 7879 | 542049.2882
| 7880 | 562361.4593
| 7881 | 584445.2588
| 7882 | 597673.6242
| 7883 | 603481.7963
| 7884 | 609465.8349
| 7885 | 608796.0889
| 7886 | 618865.2636
| 7887 | 628484.9911
| 7888 | 635368.2971
| 7889 | 619849.7584
| 7890 | 624312.4247
| 7891 | 678340.9532
| 7892 | 685800.0716
| 7893 | 678931.869
| 7894 | 660720.3613
| 7895 | 626679.2218
| 7896 | 600673.5071
| 7897 | 554701.2946
| 7898 | 542047.3801
| 7899 | 530828.9119
| 7900 | 525822.2102
| 7901 | 535968.8814
| 7902 | 549527.5416
| 7903 | 527206.1321
| 7904 | 541940.8063
| 7905 | 567362.9517
| 7906 | 580473.8312
| 7907 | 590616.297
| 7908 | 599308.0403
| 7909 | 603122.4238
| 7910 | 599944.7493
| 7911 | 605642.8803
| 7912 | 605012.1518
| 7913 | 596776.9365
| 7914 | 607796.0023
| 7915 | 668380.9302
| 7916 | 671198.7959
| 7917 | 659833.9501
| 7918 | 636981.1897
| 7919 | 605989.1655
| 7920 | 583062.0605
| 7921 | 577166.335
| 7922 | 561677.7686
| 7923 | 549130.4646
| 7924 | 540803.1044
| 7925 | 557059.8046
| 7926 | 561023.9154
| 7927 | 543712.7812
| 7928 | 551881.892
| 7929 | 555830.0331
| 7930 | 545833.9841
| 7931 | 558059.927
| 7932 | 559686.7178
| 7933 | 577571.1629
| 7934 | 584180.9034
| 7935 | 591023.4884
| 7936 | 596446.1007
| 7937 | 584988.0264
| 7938 | 609207.8383
| 7939 | 677814.1553
| 7940 | 687247.373
| 7941 | 676324.0623
| 7942 | 651924.8872
| 7943 | 613922.2755
| 7944 | 580831.6114
| 7945 | 548126.4336
| 7946 | 539288.4777
| 7947 | 533304.732
| 7948 | 531483.3727
| 7949 | 555428.4292
| 7950 | 567152.803
| 7951 | 558063.9825
| 7952 | 570400.4918
| 7953 | 570050.6018
| 7954 | 573011.096
| 7955 | 580329.013
| 7956 | 593850.5187
| 7957 | 610189.2545
| 7958 | 608931.6092
| 7959 | 606185.4685
| 7960 | 601762.4698
| 7961 | 590853.736
| 7962 | 615709.5439
| 7963 | 685009.4142
| 7964 | 698932.689
| 7965 | 692644.0448
| 7966 | 672734.9266
| 7967 | 639619.5471
| 7968 | 611358.5578
| 7969 | 510181.8647
| 7970 | 501730.2196
| 7971 | 494771.5784
| 7972 | 493822.5365
| 7973 | 511205.3153
| 7974 | 531572.5614
| 7975 | 513328.9354
| 7976 | 533180.9916
| 7977 | 551652.1165
| 7978 | 566867.9721
| 7979 | 560382.4643
| 7980 | 574000.8266
| 7981 | 574221.4149
| 7982 | 576070.163
| 7983 | 581360.0668
| 7984 | 582676.9549
| 7985 | 568907.0844
| 7986 | 574981.3604
| 7987 | 630621.4986
| 7988 | 637559.736
| 7989 | 630170.6524
| 7990 | 611438.2638
| 7991 | 579877.8235
| 7992 | 556497.4176
| 7993 | 513005.9043
| 7994 | 503540.5602
| 7995 | 495510.6623
| 7996 | 493692.5311
| 7997 | 512101.9479
| 7998 | 533613.9151
| 7999 | 518729.7222
| 8000 | 540686.9264
| 8001 | 562951.6197
| 8002 | 577052.8889
| 8003 | 585573.6896
| 8004 | 593459.3703
| 8005 | 591607.9892
| 8006 | 600514.6629
| 8007 | 606469.0894
| 8008 | 609776.9527
| 8009 | 588337.4622
| 8010 | 586859.68
| 8011 | 634890.2026
| 8012 | 637062.0499
| 8013 | 624761.9665
| 8014 | 601205.6302
| 8015 | 563778.0486
| 8016 | 534530.5013
| 8017 | 472951.6183
| 8018 | 470702.4371
| 8019 | 469744.0926
| 8020 | 474939.9572
| 8021 | 502004.1334
| 8022 | 531495.7894
| 8023 | 520615.035
| 8024 | 548266.5177
| 8025 | 576159.0835
| 8026 | 597748.2099
| 8027 | 602622.8052
| 8028 | 609889.2432
| 8029 | 608319.0877
| 8030 | 605565.8667
| 8031 | 606312.0863
| 8032 | 603812.9244
| 8033 | 585152.9007
| 8034 | 586296.1321
| 8035 | 637062.783
| 8036 | 638489.2466
| 8037 | 625501.3368
| 8038 | 601112.5646
| 8039 | 571672.3018
| 8040 | 550296.9582
| 8041 | 509157.2841
| 8042 | 499102.0472
| 8043 | 490539.8142
| 8044 | 488276.3999
| 8045 | 513496.626
| 8046 | 540753.7284
| 8047 | 529797.3847
| 8048 | 554320.8884
| 8049 | 584796.1261
| 8050 | 602614.1387
| 8051 | 615175.1946
| 8052 | 624657.6175
| 8053 | 629418.5382
| 8054 | 625935.587
| 8055 | 622236.7204
| 8056 | 618423.0986
| 8057 | 601048.5041
| 8058 | 603101.7738
| 8059 | 654633.8534
| 8060 | 660450.4358
| 8061 | 651795.0874
| 8062 | 631796.4339
| 8063 | 597925.1034
| 8064 | 572176.2497
| 8065 | 526518.4558
| 8066 | 519237.4327
| 8067 | 513536.4655
| 8068 | 514047.2649
| 8069 | 532941.5263
| 8070 | 553761.8157
| 8071 | 534773.1853
| 8072 | 557759.0736
| 8073 | 587528.7123
| 8074 | 603429.7641
| 8075 | 603671.7403
| 8076 | 612896.6006
| 8077 | 610840.9648
| 8078 | 611231.9492
| 8079 | 617008.5073
| 8080 | 615011.5215
| 8081 | 599552.8684
| 8082 | 604004.0805
| 8083 | 658021.1547
| 8084 | 665026.9721
| 8085 | 657560.8588
| 8086 | 638751.4405
| 8087 | 606236.2904
| 8088 | 581843.6172
| 8089 | 574771.5426
| 8090 | 562085.2527
| 8091 | 552397.7828
| 8092 | 546872.6992
| 8093 | 557613.26
| 8094 | 558143.2962
| 8095 | 533019.1007
| 8096 | 546740.038
| 8097 | 542393.5134
| 8098 | 546356.513
| 8099 | 549918.4802
| 8100 | 555681.5712
| 8101 | 566947.9745
| 8102 | 573297.3605
| 8103 | 573127.9111
| 8104 | 576237.6888
| 8105 | 571576.5585
| 8106 | 602510.2655
| 8107 | 677628.3104
| 8108 | 690914.1574
| 8109 | 683698.8663
| 8110 | 663094.7629
| 8111 | 629923.2577
| 8112 | 601606.1427
| 8113 | 573876.6811
| 8114 | 556247.0333
| 8115 | 541616.2054
| 8116 | 531205.3213
| 8117 | 553881.5831
| 8118 | 568315.4457
| 8119 | 554436.0179
| 8120 | 568845.2426
| 8121 | 573649.7132
| 8122 | 581823.7577
| 8123 | 583728.8609
| 8124 | 588132.6273
| 8125 | 603302.833
| 8126 | 603866.7649
| 8127 | 601140.6891
| 8128 | 598498.8613
| 8129 | 592180.9945
| 8130 | 621410.3126
| 8131 | 694939.0835
| 8132 | 707673.1231
| 8133 | 699963.5821
| 8134 | 678865.2289
| 8135 | 647086.5576
| 8136 | 620162.2766
| 8137 | 520322.2917
| 8138 | 510699.452
| 8139 | 502714.2256
| 8140 | 500940.7658
| 8141 | 516066.3962
| 8142 | 535462.9924
| 8143 | 514064.4872
| 8144 | 530408.5017
| 8145 | 549144.0116
| 8146 | 562775.1736
| 8147 | 569555.4659
| 8148 | 577318.9687
| 8149 | 583117.618
| 8150 | 592778.1874
| 8151 | 600622.9222
| 8152 | 606680.1822
| 8153 | 589744.3276
| 8154 | 592547.2764
| 8155 | 644713.9202
| 8156 | 646943.3251
| 8157 | 634845.4088
| 8158 | 611404.1874
| 8159 | 576089.6243
| 8160 | 548897.538
| 8161 | 501796.5115
| 8162 | 495704.7235
| 8163 | 491192.9915
| 8164 | 492893.026
| 8165 | 518928.282
| 8166 | 546515.5911
| 8167 | 533680.8859
| 8168 | 556866.9368
| 8169 | 589659.9216
| 8170 | 607527.4522
| 8171 | 619974.9896
| 8172 | 634962.2595
| 8173 | 641926.1301
| 8174 | 638351.81
| 8175 | 633884.1013
| 8176 | 630563.5482
| 8177 | 610454.4288
| 8178 | 609987.4822
| 8179 | 659028.8403
| 8180 | 663769.8707
| 8181 | 654183.58
| 8182 | 633196.4268
| 8183 | 600079.0708
| 8184 | 575084.1915
| 8185 | 530324.9817
| 8186 | 521537.4414
| 8187 | 514329.9571
| 8188 | 513334.2393
| 8189 | 535126.9484
| 8190 | 559965.8831
| 8191 | 543347.9713
| 8192 | 568046.3438
| 8193 | 604205.7774
| 8194 | 629143.1247
| 8195 | 642201.735
| 8196 | 646659.5436
| 8197 | 650154.1766
| 8198 | 639797.2089
| 8199 | 634473.2581
| 8200 | 627032.4019
| 8201 | 608278.1257
| 8202 | 609263.0024
| 8203 | 659669.1316
| 8204 | 664636.0966
| 8205 | 655218.1831
| 8206 | 634514.5219
| 8207 | 598248.1126
| 8208 | 570046.6225
| 8209 | 522138.3594
| 8210 | 514134.2882
| 8211 | 507565.6634
| 8212 | 507208.8051
| 8213 | 529391.807
| 8214 | 553250.0995
| 8215 | 536570.5998
| 8216 | 565437.6924
| 8217 | 596301.8769
| 8218 | 624085.4277
| 8219 | 631560.9186
| 8220 | 642998.8529
| 8221 | 646060.0837
| 8222 | 644010.6233
| 8223 | 644659.0997
| 8224 | 641685.9619
| 8225 | 619960.5781
| 8226 | 617876.2946
| 8227 | 665213.2637
| 8228 | 670090.3131
| 8229 | 660697.5988
| 8230 | 639904.022
| 8231 | 603354.1206
| 8232 | 574984.2534
| 8233 | 526792.4981
| 8234 | 520265.4495
| 8235 | 515318.4569
| 8236 | 516583.2308
| 8237 | 531522.833
| 8238 | 549421.8621
| 8239 | 525120.1428
| 8240 | 557054.4282
| 8241 | 592437.6646
| 8242 | 620921.9836
| 8243 | 631090.747
| 8244 | 643776.1496
| 8245 | 653286.0944
| 8246 | 654633.4466
| 8247 | 656122.5573
| 8248 | 655559.2126
| 8249 | 633727.4134
| 8250 | 631749.6542
| 8251 | 679193.1476
| 8252 | 677988.5752
| 8253 | 662312.0721
| 8254 | 635292.264
| 8255 | 600609.4015
| 8256 | 574049.0158
| 8257 | 564664.6191
| 8258 | 547835.0491
| 8259 | 533946.7414
| 8260 | 524278.3776
| 8261 | 554922.622
| 8262 | 574277.3135
| 8263 | 564998.2097
| 8264 | 586558.6876
| 8265 | 596983.7888
| 8266 | 608305.5208
| 8267 | 615777.8965
| 8268 | 633917.4544
| 8269 | 647384.2505
| 8270 | 648523.4079
| 8271 | 644344.4221
| 8272 | 641768.9129
| 8273 | 626054.007
| 8274 | 645713.8912
| 8275 | 709702.7229
| 8276 | 717542.3714
| 8277 | 704880.8817
| 8278 | 678945.6948
| 8279 | 643492.794
| 8280 | 612951.8408
| 8281 | 582998.541
| 8282 | 566146.6352
| 8283 | 552293.5493
| 8284 | 542660.4073
| 8285 | 568997.0519
| 8286 | 584590.519
| 8287 | 572634.999
| 8288 | 585911.5739
| 8289 | 593211.9835
| 8290 | 598766.0626
| 8291 | 601426.5105
| 8292 | 616603.6889
| 8293 | 625681.324
| 8294 | 624614.0952
| 8295 | 618159.3823
| 8296 | 612638.0277
| 8297 | 604881.4413
| 8298 | 632512.8947
| 8299 | 704386.2435
| 8300 | 714897.8767
| 8301 | 704965.9294
| 8302 | 681702.7272
| 8303 | 651041.4158
| 8304 | 625292.0521
| 8305 | 526511.8696
| 8306 | 520043.8102
| 8307 | 514953.6398
| 8308 | 516277.4029
| 8309 | 531532.9399
| 8310 | 546218.6947
| 8311 | 529160.3492
| 8312 | 543875.3379
| 8313 | 555556.7822
| 8314 | 561291.9142
| 8315 | 567679.6788
| 8316 | 579049.5205
| 8317 | 573787.5059
| 8318 | 583357.7373
| 8319 | 597379.8626
| 8320 | 610054.8738
| 8321 | 595228.8978
| 8322 | 599517.4598
| 8323 | 653371.884
| 8324 | 661497.9248
| 8325 | 655209.5924
| 8326 | 637665.007
| 8327 | 604150.4757
| 8328 | 578845.4733
| 8329 | 533631.5307
| 8330 | 519173.289
| 8331 | 506150.4937
| 8332 | 499281.9074
| 8333 | 516367.6767
| 8334 | 534185.8991
| 8335 | 514316.4444
| 8336 | 526208.9998
| 8337 | 548140.2348
| 8338 | 549481.0328
| 8339 | 547123.2517
| 8340 | 554410.8543
| 8341 | 557364.3237
| 8342 | 567225.6714
| 8343 | 573424.5326
| 8344 | 582931.4134
| 8345 | 573692.0877
| 8346 | 583149.9423
| 8347 | 642029.0495
| 8348 | 647008.9005
| 8349 | 637516.8208
| 8350 | 616681.4361
| 8351 | 584915.9652
| 8352 | 561417.5807
| 8353 | 518010.256
| 8354 | 507327.6139
| 8355 | 498080.4181
| 8356 | 495044.9889
| 8357 | 512488.1572
| 8358 | 531815.6115
| 8359 | 516651.6219
| 8360 | 537211.6753
| 8361 | 561436.3629
| 8362 | 574946.3806
| 8363 | 575922.0202
| 8364 | 574424.9036
| 8365 | 566090.2325
| 8366 | 583549.6543
| 8367 | 591133.5834
| 8368 | 603414.0352
| 8369 | 585362.5131
| 8370 | 586722.2293
| 8371 | 637445.6406
| 8372 | 639307.3647
| 8373 | 626697.1581
| 8374 | 602743.6465
| 8375 | 569655.7851
| 8376 | 544632.843
| 8377 | 499903.1278
| 8378 | 492681.094
| 8379 | 486894.5065
| 8380 | 487319.6856
| 8381 | 522258.0401
| 8382 | 558047.7884
| 8383 | 554854.7215
| 8384 | 573213.1165
| 8385 | 594285.4004
| 8386 | 613487.8596
| 8387 | 612215.0287
| 8388 | 617121.3118
| 8389 | 616558.1131
| 8390 | 607132.1163
| 8391 | 603104.9873
| 8392 | 594221.119
| 8393 | 581119.5811
| 8394 | 586946.4458
| 8395 | 642252.1205
| 8396 | 645865.7687
| 8397 | 635152.0957
| 8398 | 613152.6752
| 8399 | 577029.4437
| 8400 | 549028.6889
| 8401 | 501118.994
| 8402 | 493263.8278
| 8403 | 486844.1079
| 8404 | 486578.5971
| 8405 | 511292.3016
| 8406 | 538529.7399
| 8407 | 525466.7434
| 8408 | 555250.7726
| 8409 | 583231.4558
| 8410 | 612002.2192
| 8411 | 607014.2155
| 8412 | 618950.9942
| 8413 | 624732.3004
| 8414 | 616460.2611
| 8415 | 609783.1065
| 8416 | 600882.5308
| 8417 | 587862.9708
| 8418 | 594470.4411
| 8419 | 650586.216
| 8420 | 655871.8949
| 8421 | 646743.2006
| 8422 | 626213.6437
| 8423 | 591660.214
| 8424 | 565286.8186
| 8425 | 555974.2972
| 8426 | 538958.3096
| 8427 | 524883.5844
| 8428 | 515173.4127
| 8429 | 541472.7566
| 8430 | 556869.3914
| 8431 | 546910.6052
| 8432 | 565382.9978
| 8433 | 572110.5471
| 8434 | 569447.0146
| 8435 | 575801.9574
| 8436 | 587269.086
| 8437 | 597292.0041
| 8438 | 590004.2696
| 8439 | 578503.9267
| 8440 | 568667.2008
| 8441 | 564895.5943
| 8442 | 596425.7802
| 8443 | 672140.304
| 8444 | 683051.9761
| 8445 | 673462.5101
| 8446 | 650397.1797
| 8447 | 613273.6799
| 8448 | 581062.1277
| 8449 | 549236.0619
| 8450 | 534091.4086
| 8451 | 521830.4602
| 8452 | 513991.6228
| 8453 | 537309.002
| 8454 | 548864.6579
| 8455 | 537849.6603
| 8456 | 563949.4569
| 8457 | 574892.1374
| 8458 | 587684.1196
| 8459 | 590901.1627
| 8460 | 603567.6233
| 8461 | 621962.7995
| 8462 | 621675.5334
| 8463 | 614263.4561
| 8464 | 608979.8226
| 8465 | 597205.3911
| 8466 | 620184.1376
| 8467 | 687549.3891
| 8468 | 696290.4852
| 8469 | 684530.4432
| 8470 | 659352.0943
| 8471 | 622071.0989
| 8472 | 589702.051
| 8473 | 484504.3516
| 8474 | 470060.4277
| 8475 | 457109.5077
| 8476 | 450457.4063
| 8477 | 488752.7441
| 8478 | 528604.5822
| 8479 | 529495.583
| 8480 | 555356.654
| 8481 | 586739.7409
| 8482 | 607493.4733
| 8483 | 616070.4341
| 8484 | 625223.7469
| 8485 | 627383.6747
| 8486 | 617716.2872
| 8487 | 612432.5193
| 8488 | 603327.1162
| 8489 | 586910.8382
| 8490 | 590043.3824
| 8491 | 642684.2312
| 8492 | 645145.2978
| 8493 | 633221.4858
| 8494 | 609954.3687
| 8495 | 575444.1787
| 8496 | 549114.0229
| 8497 | 503019.5366
| 8498 | 492642.7223
| 8499 | 483701.3544
| 8500 | 480971.7531
| 8501 | 508755.1502
| 8502 | 537318.5557
| 8503 | 523384.9305
| 8504 | 547745.8171
| 8505 | 576641.0974
| 8506 | 597142.1109
| 8507 | 603153.4523
| 8508 | 613614.8637
| 8509 | 622238.7853
| 8510 | 620356.4693
| 8511 | 620750.566
| 8512 | 617294.7212
| 8513 | 598455.2671
| 8514 | 598973.9567
| 8515 | 649000.951
| 8516 | 653104.5537
| 8517 | 642793.7832
| 8518 | 621139.7076
| 8519 | 584026.5445
| 8520 | 555180.4678
| 8521 | 506425.451
| 8522 | 495099.654
| 8523 | 485209.3034
| 8524 | 481530.7193
| 8525 | 509617.6464
| 8526 | 536948.2734
| 8527 | 524862.6546
| 8528 | 557869.3377
| 8529 | 594738.027
| 8530 | 623044.8943
| 8531 | 634082.1787
| 8532 | 645898.2814
| 8533 | 656720.8992
| 8534 | 652199.3547
| 8535 | 650275.4078
| 8536 | 645911.9373
| 8537 | 625446.2937
| 8538 | 624282.9301
| 8539 | 672540.819
| 8540 | 670920.4582
| 8541 | 654972.7762
| 8542 | 627681.7893
| 8543 | 593869.448
| 8544 | 568237.141
| 8545 | 522782.946
| 8546 | 512383.796
| 8547 | 503564.702
| 8548 | 500957.3745
| 8549 | 521031.8951
| 8550 | 541915.9015
| 8551 | 524717.7228
| 8552 | 554085.4911
| 8553 | 590562.118
| 8554 | 610874.7897
| 8555 | 619853.6378
| 8556 | 627060.4609
| 8557 | 638444.761
| 8558 | 627470.5565
| 8559 | 622255.5268
| 8560 | 613154.8257
| 8561 | 594465.1872
| 8562 | 594978.1497
| 8563 | 644969.9222
| 8564 | 648692.9582
| 8565 | 638001.621
| 8566 | 615909.4212
| 8567 | 582060.4265
| 8568 | 556276.351
| 8569 | 510583.3353
| 8570 | 495181.8381
| 8571 | 481215.7872
| 8572 | 473548.555
| 8573 | 507880.2535
| 8574 | 542052.2454
| 8575 | 536629.9441
| 8576 | 566809.6195
| 8577 | 601157.4898
| 8578 | 623988.2673
| 8579 | 629462.7176
| 8580 | 634461.3805
| 8581 | 639637.819
| 8582 | 635977.7139
| 8583 | 632698.1865
| 8584 | 625619.9583
| 8585 | 608075.9586
| 8586 | 609710.5763
| 8587 | 660968.6136
| 8588 | 661857.0148
| 8589 | 648331.0428
| 8590 | 623461.7657
| 8591 | 589162.3335
| 8592 | 563042.9355
| 8593 | 554186.5787
| 8594 | 539246.9561
| 8595 | 527248.5959
| 8596 | 519614.7891
| 8597 | 544374.4731
| 8598 | 558925.9864
| 8599 | 541696.0283
| 8600 | 557503.2443
| 8601 | 568856.155
| 8602 | 574282.9147
| 8603 | 576805.836
| 8604 | 580298.9627
| 8605 | 594820.5327
| 8606 | 596777.7983
| 8607 | 593846.1893
| 8608 | 595038.2903
| 8609 | 583131.5826
| 8610 | 606283.0015
| 8611 | 673676.3158
| 8612 | 681202.9775
| 8613 | 668170.9436
| 8614 | 641720.6029
| 8615 | 605284.9294
| 8616 | 573761.2035
| 8617 | 542680.5215
| 8618 | 533464.8624
| 8619 | 527132.9082
| 8620 | 525223.065
| 8621 | 551812.8166
| 8622 | 567308.3772
| 8623 | 560716.9919
| 8624 | 582317.9362
| 8625 | 594969.2752
| 8626 | 606507.0139
| 8627 | 601010.2224
| 8628 | 619549.109
| 8629 | 630704.7699
| 8630 | 626424.1366
| 8631 | 616439.1564
| 8632 | 610700.4278
| 8633 | 600563.1978
| 8634 | 625333.3853
| 8635 | 694287.9107
| 8636 | 702168.508
| 8637 | 689547.9673
| 8638 | 663596.1717
| 8639 | 629676.4191
| 8640 | 600668.6142
| 8641 | 498687.548
| 8642 | 490938.9061
| 8643 | 484770.3202
| 8644 | 484813.5007
| 8645 | 507096.7214
| 8646 | 528261.6426
| 8647 | 514636.5929
| 8648 | 543020.4875
| 8649 | 579783.2152
| 8650 | 604296.9822
| 8651 | 609562.7323
| 8652 | 617674.5438
| 8653 | 613932.8544
| 8654 | 610740.3409
| 8655 | 606130.1044
| 8656 | 596877.2067
| 8657 | 581094.0954
| 8658 | 584291.356
| 8659 | 636852.3116
| 8660 | 640923.5561
| 8661 | 630465.3124
| 8662 | 608663.7637
| 8663 | 572547.691
| 8664 | 544698.7048
| 8665 | 496940.7784
| 8666 | 484745.892
| 8667 | 473986.4519
| 8668 | 469381.2209
| 8669 | 497140.295
| 8670 | 526778.8242
| 8671 | 517143.8831
| 8672 | 547120.7871
| 8673 | 581372.3302
| 8674 | 604947.936
| 8675 | 608122.9603
| 8676 | 613924.8022
| 8677 | 622754.8469
| 8678 | 619969.8333
| 8679 | 614624.2627
| 8680 | 612575.6842
| 8681 | 594144.1825
| 8682 | 595259.351
| 8683 | 645795.772
| 8684 | 647699.304
| 8685 | 635188.4629
| 8686 | 611334.3167
| 8687 | 572698.0278
| 8688 | 542184.2157
| 8689 | 491761.4634
| 8690 | 484332.9671
| 8691 | 478282.3597
| 8692 | 478501.0763
| 8693 | 504301.1684
| 8694 | 529660.2023
| 8695 | 515749.1863
| 8696 | 546741.7754
| 8697 | 582327.6958
| 8698 | 609355.6428
| 8699 | 618417.0372
| 8700 | 630402.8515
| 8701 | 640402.37
| 8702 | 636189.723
| 8703 | 633698.4813
| 8704 | 625451.196
| 8705 | 605570.6329
| 8706 | 604826.7803
| 8707 | 653706.3474
| 8708 | 653412.6724
| 8709 | 638791.6763
| 8710 | 612827.3751
| 8711 | 575865.9806
| 8712 | 547027.0628
| 8713 | 498481.3719
| 8714 | 487441.9306
| 8715 | 477837.9357
| 8716 | 474388.1498
| 8717 | 511788.5202
| 8718 | 548654.3902
| 8719 | 545666.1951
| 8720 | 578451.1946
| 8721 | 615374.8456
| 8722 | 643303.0719
| 8723 | 653494.9713
| 8724 | 666463.196
| 8725 | 676969.8676
| 8726 | 675400.335
| 8727 | 673640.533
| 8728 | 670073.1914
| 8729 | 646339.9489
| 8730 | 632875.032
| 8731 | 686527.8618
| 8732 | 683377.2163
| 8733 | 665841.6921
| 8734 | 637020.4204
| 8735 | 597712.9138
| 8736 | 566527.884
| 8737 | 515578.5237
| 8738 | 503904.5182
| 8739 | 493608.4016
| 8740 | 489581.609
| 8741 | 529957.6745
| 8742 | 569613.4563
| 8743 | 569536.8741
| 8744 | 597519.6317
| 8745 | 629506.8416
| 8746 | 652781.217
| 8747 | 661950.5117
| 8748 | 674122.1923
| 8749 | 684054.0664
| 8750 | 685848.1434
| 8751 | 683646.5261
| 8752 | 681437.116
| 8753 | 657609.4764
| 8754 | 644063.2345
| 8755 | 697749.8543
| 8756 | 695750.3585
| 8757 | 679481.0991
| 8758 | 651868.5347
| 8759 | 615364.7365
| 8760 | 586983.4151

## Tech_availability
Tech_category | Supply | [9 empty] | Conversion |  |  |  |  | Transmission
Technology | Kerosene_supply | Oil_supply | BW_supply | Diesel_supply | Geo_PP | Solar_PV_PP | Wind_PP | S_ROR_Hydro_PP | L_ROR_Hydro_PP | L_DAM_Hydro_PP | HFO_PP | HFO_CC_PP | KGT_PP | BW_PP | Diesel_engine_pp | Elec_transmission_distribution
Years
Y0 | 1 | 1 | 1 | 1 | 0.95 | 1 | 1 | 1 | 1 | 1 | 0.92 | 0.92 | 0.92 | 0.93 | 0.92 | 1

## Min_capacity_factor_tech
Tech_category | Supply | [9 empty] | Conversion |  |  |  |  | Transmission
Technology | Kerosene_supply | Oil_supply | BW_supply | Diesel_supply | Geo_PP | Solar_PV_PP | Wind_PP | S_ROR_Hydro_PP | L_ROR_Hydro_PP | L_DAM_Hydro_PP | HFO_PP | HFO_CC_PP | KGT_PP | BW_PP | Diesel_engine_pp | Elec_transmission_distribution
Years
Y0 | 0 | 0 | 0 | 0 | 0 | 0 | 0 | 0 | 0 | 0 | 0 | 0 | 0 | 0 | 0 | 0

## Max_capacity_factor_tech
Tech_category | Supply | [9 empty] | Conversion |  |  |  |  | Transmission
Technology | Kerosene_supply | Oil_supply | BW_supply | Diesel_supply | Geo_PP | Solar_PV_PP | Wind_PP | S_ROR_Hydro_PP | L_ROR_Hydro_PP | L_DAM_Hydro_PP | HFO_PP | HFO_CC_PP | KGT_PP | BW_PP | Diesel_engine_pp | Elec_transmission_distribution
Years
Y0 | 1 | 1 | 1 | 1 | 1 | 1 | 1 | 1 | 1 | 1 | 1 | 1 | 1 | 1 | 1 | 1

## capacity_factor_resource
| Tech_category | Supply | [9 empty] | Conversion |  |  |  |  | Transmission
| Technology | Kerosene_supply | Oil_supply | BW_supply | Diesel_supply | Geo_PP | Solar_PV_PP | Wind_PP | S_ROR_Hydro_PP | L_ROR_Hydro_PP | L_DAM_Hydro_PP | HFO_PP | HFO_CC_PP | KGT_PP | BW_PP | Diesel_engine_pp | Elec_transmission_distribution
Years | Timesteps
Y0 | 1 | 1 | 1 | 1 | 1 | 1 | 0 | 0.401 | 0 | 0.096333 | 0 | 1 | 1 | 1 | 1 | 1 | 1
| 2 | 1 | 1 | 1 | 1 | 1 | 0 | 0.332 | 0 | 0.096333 | 0 | 1 | 1 | 1 | 1 | 1 | 1
| 3 | 1 | 1 | 1 | 1 | 1 | 0 | 0.3 | 0 | 0.096333 | 0 | 1 | 1 | 1 | 1 | 1 | 1
| 4 | 1 | 1 | 1 | 1 | 1 | 0 | 0.328 | 0 | 0.096333 | 0 | 1 | 1 | 1 | 1 | 1 | 1
| 5 | 1 | 1 | 1 | 1 | 1 | 0 | 0.32 | 0 | 0.096333 | 0 | 1 | 1 | 1 | 1 | 1 | 1
| 6 | 1 | 1 | 1 | 1 | 1 | 0 | 0.347 | 0 | 0.096333 | 0 | 1 | 1 | 1 | 1 | 1 | 1
| 7 | 1 | 1 | 1 | 1 | 1 | 0.002 | 0.303 | 0 | 0.096333 | 0 | 1 | 1 | 1 | 1 | 1 | 1
| 8 | 1 | 1 | 1 | 1 | 1 | 0.067 | 0.254 | 0 | 0.096333 | 0 | 1 | 1 | 1 | 1 | 1 | 1
| 9 | 1 | 1 | 1 | 1 | 1 | 0.177 | 0.393 | 0 | 0.096333 | 0 | 1 | 1 | 1 | 1 | 1 | 1
| 10 | 1 | 1 | 1 | 1 | 1 | 0.321 | 0.407 | 0 | 0.096333 | 0 | 1 | 1 | 1 | 1 | 1 | 1
| 11 | 1 | 1 | 1 | 1 | 1 | 0.437 | 0.385 | 0 | 0.096333 | 0 | 1 | 1 | 1 | 1 | 1 | 1
| 12 | 1 | 1 | 1 | 1 | 1 | 0.505 | 0.362 | 0 | 0.096333 | 0 | 1 | 1 | 1 | 1 | 1 | 1
| 13 | 1 | 1 | 1 | 1 | 1 | 0.533 | 0.326 | 0 | 0.096333 | 0 | 1 | 1 | 1 | 1 | 1 | 1
| 14 | 1 | 1 | 1 | 1 | 1 | 0.508 | 0.286 | 0 | 0.096333 | 0 | 1 | 1 | 1 | 1 | 1 | 1
| 15 | 1 | 1 | 1 | 1 | 1 | 0.442 | 0.255 | 0 | 0.096333 | 0 | 1 | 1 | 1 | 1 | 1 | 1
| 16 | 1 | 1 | 1 | 1 | 1 | 0.326 | 0.253 | 0 | 0.096333 | 0 | 1 | 1 | 1 | 1 | 1 | 1
| 17 | 1 | 1 | 1 | 1 | 1 | 0.192 | 0.288 | 0 | 0.096333 | 0 | 1 | 1 | 1 | 1 | 1 | 1
| 18 | 1 | 1 | 1 | 1 | 1 | 0.052 | 0.342 | 0 | 0.096333 | 0 | 1 | 1 | 1 | 1 | 1 | 1
| 19 | 1 | 1 | 1 | 1 | 1 | 0.005 | 0.413 | 0 | 0.096333 | 0 | 1 | 1 | 1 | 1 | 1 | 1
| 20 | 1 | 1 | 1 | 1 | 1 | 0 | 0.521 | 0 | 0.096333 | 0 | 1 | 1 | 1 | 1 | 1 | 1
| 21 | 1 | 1 | 1 | 1 | 1 | 0 | 0.553 | 0 | 0.096333 | 0 | 1 | 1 | 1 | 1 | 1 | 1
| 22 | 1 | 1 | 1 | 1 | 1 | 0 | 0.547 | 0 | 0.096333 | 0 | 1 | 1 | 1 | 1 | 1 | 1
| 23 | 1 | 1 | 1 | 1 | 1 | 0 | 0.47 | 0 | 0.096333 | 0 | 1 | 1 | 1 | 1 | 1 | 1
| 24 | 1 | 1 | 1 | 1 | 1 | 0 | 0.384 | 0 | 0.096333 | 0 | 1 | 1 | 1 | 1 | 1 | 1
| 25 | 1 | 1 | 1 | 1 | 1 | 0 | 0.358 | 0 | 0.096333 | 0 | 1 | 1 | 1 | 1 | 1 | 1
| 26 | 1 | 1 | 1 | 1 | 1 | 0 | 0.346 | 0 | 0.096333 | 0 | 1 | 1 | 1 | 1 | 1 | 1
| 27 | 1 | 1 | 1 | 1 | 1 | 0 | 0.352 | 0 | 0.096333 | 0 | 1 | 1 | 1 | 1 | 1 | 1
| 28 | 1 | 1 | 1 | 1 | 1 | 0 | 0.376 | 0 | 0.096333 | 0 | 1 | 1 | 1 | 1 | 1 | 1
| 29 | 1 | 1 | 1 | 1 | 1 | 0 | 0.386 | 0 | 0.096333 | 0 | 1 | 1 | 1 | 1 | 1 | 1
| 30 | 1 | 1 | 1 | 1 | 1 | 0 | 0.359 | 0 | 0.096333 | 0 | 1 | 1 | 1 | 1 | 1 | 1
| 31 | 1 | 1 | 1 | 1 | 1 | 0.002 | 0.291 | 0 | 0.096333 | 0 | 1 | 1 | 1 | 1 | 1 | 1
| 32 | 1 | 1 | 1 | 1 | 1 | 0.053 | 0.267 | 0 | 0.096333 | 0 | 1 | 1 | 1 | 1 | 1 | 1
| 33 | 1 | 1 | 1 | 1 | 1 | 0.171 | 0.408 | 0 | 0.096333 | 0 | 1 | 1 | 1 | 1 | 1 | 1
| 34 | 1 | 1 | 1 | 1 | 1 | 0.325 | 0.387 | 0 | 0.096333 | 0 | 1 | 1 | 1 | 1 | 1 | 1
| 35 | 1 | 1 | 1 | 1 | 1 | 0.441 | 0.309 | 0 | 0.096333 | 0 | 1 | 1 | 1 | 1 | 1 | 1
| 36 | 1 | 1 | 1 | 1 | 1 | 0.512 | 0.255 | 0 | 0.096333 | 0 | 1 | 1 | 1 | 1 | 1 | 1
| 37 | 1 | 1 | 1 | 1 | 1 | 0.537 | 0.237 | 0 | 0.096333 | 0 | 1 | 1 | 1 | 1 | 1 | 1
| 38 | 1 | 1 | 1 | 1 | 1 | 0.514 | 0.236 | 0 | 0.096333 | 0 | 1 | 1 | 1 | 1 | 1 | 1
| 39 | 1 | 1 | 1 | 1 | 1 | 0.443 | 0.249 | 0 | 0.096333 | 0 | 1 | 1 | 1 | 1 | 1 | 1
| 40 | 1 | 1 | 1 | 1 | 1 | 0.337 | 0.285 | 0 | 0.096333 | 0 | 1 | 1 | 1 | 1 | 1 | 1
| 41 | 1 | 1 | 1 | 1 | 1 | 0.189 | 0.341 | 0 | 0.096333 | 0 | 1 | 1 | 1 | 1 | 1 | 1
| 42 | 1 | 1 | 1 | 1 | 1 | 0.045 | 0.409 | 0 | 0.096333 | 0 | 1 | 1 | 1 | 1 | 1 | 1
| 43 | 1 | 1 | 1 | 1 | 1 | 0.005 | 0.501 | 0 | 0.096333 | 0 | 1 | 1 | 1 | 1 | 1 | 1
| 44 | 1 | 1 | 1 | 1 | 1 | 0 | 0.609 | 0 | 0.096333 | 0 | 1 | 1 | 1 | 1 | 1 | 1
| 45 | 1 | 1 | 1 | 1 | 1 | 0 | 0.601 | 0 | 0.096333 | 0 | 1 | 1 | 1 | 1 | 1 | 1
| 46 | 1 | 1 | 1 | 1 | 1 | 0 | 0.568 | 0 | 0.096333 | 0 | 1 | 1 | 1 | 1 | 1 | 1
| 47 | 1 | 1 | 1 | 1 | 1 | 0 | 0.532 | 0 | 0.096333 | 0 | 1 | 1 | 1 | 1 | 1 | 1
| 48 | 1 | 1 | 1 | 1 | 1 | 0 | 0.457 | 0 | 0.096333 | 0 | 1 | 1 | 1 | 1 | 1 | 1
| 49 | 1 | 1 | 1 | 1 | 1 | 0 | 0.396 | 0 | 0.096333 | 0 | 1 | 1 | 1 | 1 | 1 | 1
| 50 | 1 | 1 | 1 | 1 | 1 | 0 | 0.388 | 0 | 0.096333 | 0 | 1 | 1 | 1 | 1 | 1 | 1
| 51 | 1 | 1 | 1 | 1 | 1 | 0 | 0.402 | 0 | 0.096333 | 0 | 1 | 1 | 1 | 1 | 1 | 1
| 52 | 1 | 1 | 1 | 1 | 1 | 0 | 0.431 | 0 | 0.096333 | 0 | 1 | 1 | 1 | 1 | 1 | 1
| 53 | 1 | 1 | 1 | 1 | 1 | 0 | 0.457 | 0 | 0.096333 | 0 | 1 | 1 | 1 | 1 | 1 | 1
| 54 | 1 | 1 | 1 | 1 | 1 | 0 | 0.468 | 0 | 0.096333 | 0 | 1 | 1 | 1 | 1 | 1 | 1
| 55 | 1 | 1 | 1 | 1 | 1 | 0.002 | 0.45 | 0 | 0.096333 | 0 | 1 | 1 | 1 | 1 | 1 | 1
| 56 | 1 | 1 | 1 | 1 | 1 | 0.031 | 0.322 | 0 | 0.096333 | 0 | 1 | 1 | 1 | 1 | 1 | 1
| 57 | 1 | 1 | 1 | 1 | 1 | 0.17 | 0.581 | 0 | 0.096333 | 0 | 1 | 1 | 1 | 1 | 1 | 1
| 58 | 1 | 1 | 1 | 1 | 1 | 0.327 | 0.591 | 0 | 0.096333 | 0 | 1 | 1 | 1 | 1 | 1 | 1
| 59 | 1 | 1 | 1 | 1 | 1 | 0.44 | 0.532 | 0 | 0.096333 | 0 | 1 | 1 | 1 | 1 | 1 | 1
| 60 | 1 | 1 | 1 | 1 | 1 | 0.508 | 0.47 | 0 | 0.096333 | 0 | 1 | 1 | 1 | 1 | 1 | 1
| 61 | 1 | 1 | 1 | 1 | 1 | 0.534 | 0.463 | 0 | 0.096333 | 0 | 1 | 1 | 1 | 1 | 1 | 1
| 62 | 1 | 1 | 1 | 1 | 1 | 0.511 | 0.488 | 0 | 0.096333 | 0 | 1 | 1 | 1 | 1 | 1 | 1
| 63 | 1 | 1 | 1 | 1 | 1 | 0.44 | 0.514 | 0 | 0.096333 | 0 | 1 | 1 | 1 | 1 | 1 | 1
| 64 | 1 | 1 | 1 | 1 | 1 | 0.327 | 0.54 | 0 | 0.096333 | 0 | 1 | 1 | 1 | 1 | 1 | 1
| 65 | 1 | 1 | 1 | 1 | 1 | 0.192 | 0.561 | 0 | 0.096333 | 0 | 1 | 1 | 1 | 1 | 1 | 1
| 66 | 1 | 1 | 1 | 1 | 1 | 0.069 | 0.59 | 0 | 0.096333 | 0 | 1 | 1 | 1 | 1 | 1 | 1
| 67 | 1 | 1 | 1 | 1 | 1 | 0.004 | 0.553 | 0 | 0.096333 | 0 | 1 | 1 | 1 | 1 | 1 | 1
| 68 | 1 | 1 | 1 | 1 | 1 | 0 | 0.48 | 0 | 0.096333 | 0 | 1 | 1 | 1 | 1 | 1 | 1
| 69 | 1 | 1 | 1 | 1 | 1 | 0 | 0.406 | 0 | 0.096333 | 0 | 1 | 1 | 1 | 1 | 1 | 1
| 70 | 1 | 1 | 1 | 1 | 1 | 0 | 0.325 | 0 | 0.096333 | 0 | 1 | 1 | 1 | 1 | 1 | 1
| 71 | 1 | 1 | 1 | 1 | 1 | 0 | 0.269 | 0 | 0.096333 | 0 | 1 | 1 | 1 | 1 | 1 | 1
| 72 | 1 | 1 | 1 | 1 | 1 | 0 | 0.235 | 0 | 0.096333 | 0 | 1 | 1 | 1 | 1 | 1 | 1
| 73 | 1 | 1 | 1 | 1 | 1 | 0 | 0.22 | 0 | 0.096333 | 0 | 1 | 1 | 1 | 1 | 1 | 1
| 74 | 1 | 1 | 1 | 1 | 1 | 0 | 0.22 | 0 | 0.096333 | 0 | 1 | 1 | 1 | 1 | 1 | 1
| 75 | 1 | 1 | 1 | 1 | 1 | 0 | 0.251 | 0 | 0.096333 | 0 | 1 | 1 | 1 | 1 | 1 | 1
| 76 | 1 | 1 | 1 | 1 | 1 | 0 | 0.258 | 0 | 0.096333 | 0 | 1 | 1 | 1 | 1 | 1 | 1
| 77 | 1 | 1 | 1 | 1 | 1 | 0 | 0.252 | 0 | 0.096333 | 0 | 1 | 1 | 1 | 1 | 1 | 1
| 78 | 1 | 1 | 1 | 1 | 1 | 0 | 0.3 | 0 | 0.096333 | 0 | 1 | 1 | 1 | 1 | 1 | 1
| 79 | 1 | 1 | 1 | 1 | 1 | 0.002 | 0.31 | 0 | 0.096333 | 0 | 1 | 1 | 1 | 1 | 1 | 1
| 80 | 1 | 1 | 1 | 1 | 1 | 0.074 | 0.207 | 0 | 0.096333 | 0 | 1 | 1 | 1 | 1 | 1 | 1
| 81 | 1 | 1 | 1 | 1 | 1 | 0.173 | 0.41 | 0 | 0.096333 | 0 | 1 | 1 | 1 | 1 | 1 | 1
| 82 | 1 | 1 | 1 | 1 | 1 | 0.262 | 0.829 | 0 | 0.096333 | 0 | 1 | 1 | 1 | 1 | 1 | 1
| 83 | 1 | 1 | 1 | 1 | 1 | 0.26 | 0.949 | 0 | 0.096333 | 0 | 1 | 1 | 1 | 1 | 1 | 1
| 84 | 1 | 1 | 1 | 1 | 1 | 0.33 | 0.952 | 0 | 0.096333 | 0 | 1 | 1 | 1 | 1 | 1 | 1
| 85 | 1 | 1 | 1 | 1 | 1 | 0.447 | 0.929 | 0 | 0.096333 | 0 | 1 | 1 | 1 | 1 | 1 | 1
| 86 | 1 | 1 | 1 | 1 | 1 | 0.41 | 0.9 | 0 | 0.096333 | 0 | 1 | 1 | 1 | 1 | 1 | 1
| 87 | 1 | 1 | 1 | 1 | 1 | 0.351 | 0.877 | 0 | 0.096333 | 0 | 1 | 1 | 1 | 1 | 1 | 1
| 88 | 1 | 1 | 1 | 1 | 1 | 0.3 | 0.857 | 0 | 0.096333 | 0 | 1 | 1 | 1 | 1 | 1 | 1
| 89 | 1 | 1 | 1 | 1 | 1 | 0.198 | 0.827 | 0 | 0.096333 | 0 | 1 | 1 | 1 | 1 | 1 | 1
| 90 | 1 | 1 | 1 | 1 | 1 | 0.089 | 0.788 | 0 | 0.096333 | 0 | 1 | 1 | 1 | 1 | 1 | 1
| 91 | 1 | 1 | 1 | 1 | 1 | 0.005 | 0.655 | 0 | 0.096333 | 0 | 1 | 1 | 1 | 1 | 1 | 1
| 92 | 1 | 1 | 1 | 1 | 1 | 0 | 0.55 | 0 | 0.096333 | 0 | 1 | 1 | 1 | 1 | 1 | 1
| 93 | 1 | 1 | 1 | 1 | 1 | 0 | 0.569 | 0 | 0.096333 | 0 | 1 | 1 | 1 | 1 | 1 | 1
| 94 | 1 | 1 | 1 | 1 | 1 | 0 | 0.571 | 0 | 0.096333 | 0 | 1 | 1 | 1 | 1 | 1 | 1
| 95 | 1 | 1 | 1 | 1 | 1 | 0 | 0.538 | 0 | 0.096333 | 0 | 1 | 1 | 1 | 1 | 1 | 1
| 96 | 1 | 1 | 1 | 1 | 1 | 0 | 0.515 | 0 | 0.096333 | 0 | 1 | 1 | 1 | 1 | 1 | 1
| 97 | 1 | 1 | 1 | 1 | 1 | 0 | 0.522 | 0 | 0.096333 | 0 | 1 | 1 | 1 | 1 | 1 | 1
| 98 | 1 | 1 | 1 | 1 | 1 | 0 | 0.444 | 0 | 0.096333 | 0 | 1 | 1 | 1 | 1 | 1 | 1
| 99 | 1 | 1 | 1 | 1 | 1 | 0 | 0.348 | 0 | 0.096333 | 0 | 1 | 1 | 1 | 1 | 1 | 1
| 100 | 1 | 1 | 1 | 1 | 1 | 0 | 0.335 | 0 | 0.096333 | 0 | 1 | 1 | 1 | 1 | 1 | 1
| 101 | 1 | 1 | 1 | 1 | 1 | 0 | 0.364 | 0 | 0.096333 | 0 | 1 | 1 | 1 | 1 | 1 | 1
| 102 | 1 | 1 | 1 | 1 | 1 | 0 | 0.407 | 0 | 0.096333 | 0 | 1 | 1 | 1 | 1 | 1 | 1
| 103 | 1 | 1 | 1 | 1 | 1 | 0.002 | 0.41 | 0 | 0.096333 | 0 | 1 | 1 | 1 | 1 | 1 | 1
| 104 | 1 | 1 | 1 | 1 | 1 | 0.062 | 0.496 | 0 | 0.096333 | 0 | 1 | 1 | 1 | 1 | 1 | 1
| 105 | 1 | 1 | 1 | 1 | 1 | 0.176 | 0.772 | 0 | 0.096333 | 0 | 1 | 1 | 1 | 1 | 1 | 1
| 106 | 1 | 1 | 1 | 1 | 1 | 0.324 | 0.827 | 0 | 0.096333 | 0 | 1 | 1 | 1 | 1 | 1 | 1
| 107 | 1 | 1 | 1 | 1 | 1 | 0.437 | 0.816 | 0 | 0.096333 | 0 | 1 | 1 | 1 | 1 | 1 | 1
| 108 | 1 | 1 | 1 | 1 | 1 | 0.51 | 0.785 | 0 | 0.096333 | 0 | 1 | 1 | 1 | 1 | 1 | 1
| 109 | 1 | 1 | 1 | 1 | 1 | 0.534 | 0.752 | 0 | 0.096333 | 0 | 1 | 1 | 1 | 1 | 1 | 1
| 110 | 1 | 1 | 1 | 1 | 1 | 0.509 | 0.739 | 0 | 0.096333 | 0 | 1 | 1 | 1 | 1 | 1 | 1
| 111 | 1 | 1 | 1 | 1 | 1 | 0.441 | 0.733 | 0 | 0.096333 | 0 | 1 | 1 | 1 | 1 | 1 | 1
| 112 | 1 | 1 | 1 | 1 | 1 | 0.335 | 0.727 | 0 | 0.096333 | 0 | 1 | 1 | 1 | 1 | 1 | 1
| 113 | 1 | 1 | 1 | 1 | 1 | 0.196 | 0.729 | 0 | 0.096333 | 0 | 1 | 1 | 1 | 1 | 1 | 1
| 114 | 1 | 1 | 1 | 1 | 1 | 0.068 | 0.734 | 0 | 0.096333 | 0 | 1 | 1 | 1 | 1 | 1 | 1
| 115 | 1 | 1 | 1 | 1 | 1 | 0.005 | 0.626 | 0 | 0.096333 | 0 | 1 | 1 | 1 | 1 | 1 | 1
| 116 | 1 | 1 | 1 | 1 | 1 | 0 | 0.564 | 0 | 0.096333 | 0 | 1 | 1 | 1 | 1 | 1 | 1
| 117 | 1 | 1 | 1 | 1 | 1 | 0 | 0.55 | 0 | 0.096333 | 0 | 1 | 1 | 1 | 1 | 1 | 1
| 118 | 1 | 1 | 1 | 1 | 1 | 0 | 0.551 | 0 | 0.096333 | 0 | 1 | 1 | 1 | 1 | 1 | 1
| 119 | 1 | 1 | 1 | 1 | 1 | 0 | 0.538 | 0 | 0.096333 | 0 | 1 | 1 | 1 | 1 | 1 | 1
| 120 | 1 | 1 | 1 | 1 | 1 | 0 | 0.437 | 0 | 0.096333 | 0 | 1 | 1 | 1 | 1 | 1 | 1
| 121 | 1 | 1 | 1 | 1 | 1 | 0 | 0.315 | 0 | 0.096333 | 0 | 1 | 1 | 1 | 1 | 1 | 1
| 122 | 1 | 1 | 1 | 1 | 1 | 0 | 0.236 | 0 | 0.096333 | 0 | 1 | 1 | 1 | 1 | 1 | 1
| 123 | 1 | 1 | 1 | 1 | 1 | 0 | 0.208 | 0 | 0.096333 | 0 | 1 | 1 | 1 | 1 | 1 | 1
| 124 | 1 | 1 | 1 | 1 | 1 | 0 | 0.2 | 0 | 0.096333 | 0 | 1 | 1 | 1 | 1 | 1 | 1
| 125 | 1 | 1 | 1 | 1 | 1 | 0 | 0.284 | 0 | 0.096333 | 0 | 1 | 1 | 1 | 1 | 1 | 1
| 126 | 1 | 1 | 1 | 1 | 1 | 0 | 0.337 | 0 | 0.096333 | 0 | 1 | 1 | 1 | 1 | 1 | 1
| 127 | 1 | 1 | 1 | 1 | 1 | 0.003 | 0.352 | 0 | 0.096333 | 0 | 1 | 1 | 1 | 1 | 1 | 1
| 128 | 1 | 1 | 1 | 1 | 1 | 0.073 | 0.347 | 0 | 0.096333 | 0 | 1 | 1 | 1 | 1 | 1 | 1
| 129 | 1 | 1 | 1 | 1 | 1 | 0.195 | 0.549 | 0 | 0.096333 | 0 | 1 | 1 | 1 | 1 | 1 | 1
| 130 | 1 | 1 | 1 | 1 | 1 | 0.311 | 0.549 | 0 | 0.096333 | 0 | 1 | 1 | 1 | 1 | 1 | 1
| 131 | 1 | 1 | 1 | 1 | 1 | 0.379 | 0.516 | 0 | 0.096333 | 0 | 1 | 1 | 1 | 1 | 1 | 1
| 132 | 1 | 1 | 1 | 1 | 1 | 0.419 | 0.484 | 0 | 0.096333 | 0 | 1 | 1 | 1 | 1 | 1 | 1
| 133 | 1 | 1 | 1 | 1 | 1 | 0.433 | 0.448 | 0 | 0.096333 | 0 | 1 | 1 | 1 | 1 | 1 | 1
| 134 | 1 | 1 | 1 | 1 | 1 | 0.432 | 0.452 | 0 | 0.096333 | 0 | 1 | 1 | 1 | 1 | 1 | 1
| 135 | 1 | 1 | 1 | 1 | 1 | 0.376 | 0.47 | 0 | 0.096333 | 0 | 1 | 1 | 1 | 1 | 1 | 1
| 136 | 1 | 1 | 1 | 1 | 1 | 0.283 | 0.492 | 0 | 0.096333 | 0 | 1 | 1 | 1 | 1 | 1 | 1
| 137 | 1 | 1 | 1 | 1 | 1 | 0.186 | 0.516 | 0 | 0.096333 | 0 | 1 | 1 | 1 | 1 | 1 | 1
| 138 | 1 | 1 | 1 | 1 | 1 | 0.08 | 0.532 | 0 | 0.096333 | 0 | 1 | 1 | 1 | 1 | 1 | 1
| 139 | 1 | 1 | 1 | 1 | 1 | 0.004 | 0.433 | 0 | 0.096333 | 0 | 1 | 1 | 1 | 1 | 1 | 1
| 140 | 1 | 1 | 1 | 1 | 1 | 0 | 0.349 | 0 | 0.096333 | 0 | 1 | 1 | 1 | 1 | 1 | 1
| 141 | 1 | 1 | 1 | 1 | 1 | 0 | 0.334 | 0 | 0.096333 | 0 | 1 | 1 | 1 | 1 | 1 | 1
| 142 | 1 | 1 | 1 | 1 | 1 | 0 | 0.291 | 0 | 0.096333 | 0 | 1 | 1 | 1 | 1 | 1 | 1
| 143 | 1 | 1 | 1 | 1 | 1 | 0 | 0.291 | 0 | 0.096333 | 0 | 1 | 1 | 1 | 1 | 1 | 1
| 144 | 1 | 1 | 1 | 1 | 1 | 0 | 0.278 | 0 | 0.096333 | 0 | 1 | 1 | 1 | 1 | 1 | 1
| 145 | 1 | 1 | 1 | 1 | 1 | 0 | 0.305 | 0 | 0.096333 | 0 | 1 | 1 | 1 | 1 | 1 | 1
| 146 | 1 | 1 | 1 | 1 | 1 | 0 | 0.344 | 0 | 0.096333 | 0 | 1 | 1 | 1 | 1 | 1 | 1
| 147 | 1 | 1 | 1 | 1 | 1 | 0 | 0.36 | 0 | 0.096333 | 0 | 1 | 1 | 1 | 1 | 1 | 1
| 148 | 1 | 1 | 1 | 1 | 1 | 0 | 0.365 | 0 | 0.096333 | 0 | 1 | 1 | 1 | 1 | 1 | 1
| 149 | 1 | 1 | 1 | 1 | 1 | 0 | 0.386 | 0 | 0.096333 | 0 | 1 | 1 | 1 | 1 | 1 | 1
| 150 | 1 | 1 | 1 | 1 | 1 | 0 | 0.426 | 0 | 0.096333 | 0 | 1 | 1 | 1 | 1 | 1 | 1
| 151 | 1 | 1 | 1 | 1 | 1 | 0.002 | 0.44 | 0 | 0.096333 | 0 | 1 | 1 | 1 | 1 | 1 | 1
| 152 | 1 | 1 | 1 | 1 | 1 | 0.037 | 0.325 | 0 | 0.096333 | 0 | 1 | 1 | 1 | 1 | 1 | 1
| 153 | 1 | 1 | 1 | 1 | 1 | 0.17 | 0.555 | 0 | 0.096333 | 0 | 1 | 1 | 1 | 1 | 1 | 1
| 154 | 1 | 1 | 1 | 1 | 1 | 0.326 | 0.601 | 0 | 0.096333 | 0 | 1 | 1 | 1 | 1 | 1 | 1
| 155 | 1 | 1 | 1 | 1 | 1 | 0.443 | 0.538 | 0 | 0.096333 | 0 | 1 | 1 | 1 | 1 | 1 | 1
| 156 | 1 | 1 | 1 | 1 | 1 | 0.514 | 0.464 | 0 | 0.096333 | 0 | 1 | 1 | 1 | 1 | 1 | 1
| 157 | 1 | 1 | 1 | 1 | 1 | 0.537 | 0.432 | 0 | 0.096333 | 0 | 1 | 1 | 1 | 1 | 1 | 1
| 158 | 1 | 1 | 1 | 1 | 1 | 0.514 | 0.449 | 0 | 0.096333 | 0 | 1 | 1 | 1 | 1 | 1 | 1
| 159 | 1 | 1 | 1 | 1 | 1 | 0.445 | 0.479 | 0 | 0.096333 | 0 | 1 | 1 | 1 | 1 | 1 | 1
| 160 | 1 | 1 | 1 | 1 | 1 | 0.337 | 0.508 | 0 | 0.096333 | 0 | 1 | 1 | 1 | 1 | 1 | 1
| 161 | 1 | 1 | 1 | 1 | 1 | 0.196 | 0.54 | 0 | 0.096333 | 0 | 1 | 1 | 1 | 1 | 1 | 1
| 162 | 1 | 1 | 1 | 1 | 1 | 0.051 | 0.559 | 0 | 0.096333 | 0 | 1 | 1 | 1 | 1 | 1 | 1
| 163 | 1 | 1 | 1 | 1 | 1 | 0.004 | 0.61 | 0 | 0.096333 | 0 | 1 | 1 | 1 | 1 | 1 | 1
| 164 | 1 | 1 | 1 | 1 | 1 | 0 | 0.655 | 0 | 0.096333 | 0 | 1 | 1 | 1 | 1 | 1 | 1
| 165 | 1 | 1 | 1 | 1 | 1 | 0 | 0.618 | 0 | 0.096333 | 0 | 1 | 1 | 1 | 1 | 1 | 1
| 166 | 1 | 1 | 1 | 1 | 1 | 0 | 0.562 | 0 | 0.096333 | 0 | 1 | 1 | 1 | 1 | 1 | 1
| 167 | 1 | 1 | 1 | 1 | 1 | 0 | 0.485 | 0 | 0.096333 | 0 | 1 | 1 | 1 | 1 | 1 | 1
| 168 | 1 | 1 | 1 | 1 | 1 | 0 | 0.448 | 0 | 0.096333 | 0 | 1 | 1 | 1 | 1 | 1 | 1
| 169 | 1 | 1 | 1 | 1 | 1 | 0 | 0.422 | 0 | 0.096333 | 0 | 1 | 1 | 1 | 1 | 1 | 1
| 170 | 1 | 1 | 1 | 1 | 1 | 0 | 0.459 | 0 | 0.096333 | 0 | 1 | 1 | 1 | 1 | 1 | 1
| 171 | 1 | 1 | 1 | 1 | 1 | 0 | 0.485 | 0 | 0.096333 | 0 | 1 | 1 | 1 | 1 | 1 | 1
| 172 | 1 | 1 | 1 | 1 | 1 | 0 | 0.514 | 0 | 0.096333 | 0 | 1 | 1 | 1 | 1 | 1 | 1
| 173 | 1 | 1 | 1 | 1 | 1 | 0 | 0.501 | 0 | 0.096333 | 0 | 1 | 1 | 1 | 1 | 1 | 1
| 174 | 1 | 1 | 1 | 1 | 1 | 0 | 0.468 | 0 | 0.096333 | 0 | 1 | 1 | 1 | 1 | 1 | 1
| 175 | 1 | 1 | 1 | 1 | 1 | 0.002 | 0.42 | 0 | 0.096333 | 0 | 1 | 1 | 1 | 1 | 1 | 1
| 176 | 1 | 1 | 1 | 1 | 1 | 0.072 | 0.388 | 0 | 0.096333 | 0 | 1 | 1 | 1 | 1 | 1 | 1
| 177 | 1 | 1 | 1 | 1 | 1 | 0.181 | 0.535 | 0 | 0.096333 | 0 | 1 | 1 | 1 | 1 | 1 | 1
| 178 | 1 | 1 | 1 | 1 | 1 | 0.292 | 0.501 | 0 | 0.096333 | 0 | 1 | 1 | 1 | 1 | 1 | 1
| 179 | 1 | 1 | 1 | 1 | 1 | 0.381 | 0.431 | 0 | 0.096333 | 0 | 1 | 1 | 1 | 1 | 1 | 1
| 180 | 1 | 1 | 1 | 1 | 1 | 0.441 | 0.352 | 0 | 0.096333 | 0 | 1 | 1 | 1 | 1 | 1 | 1
| 181 | 1 | 1 | 1 | 1 | 1 | 0.472 | 0.291 | 0 | 0.096333 | 0 | 1 | 1 | 1 | 1 | 1 | 1
| 182 | 1 | 1 | 1 | 1 | 1 | 0.473 | 0.263 | 0 | 0.096333 | 0 | 1 | 1 | 1 | 1 | 1 | 1
| 183 | 1 | 1 | 1 | 1 | 1 | 0.423 | 0.275 | 0 | 0.096333 | 0 | 1 | 1 | 1 | 1 | 1 | 1
| 184 | 1 | 1 | 1 | 1 | 1 | 0.326 | 0.325 | 0 | 0.096333 | 0 | 1 | 1 | 1 | 1 | 1 | 1
| 185 | 1 | 1 | 1 | 1 | 1 | 0.198 | 0.391 | 0 | 0.096333 | 0 | 1 | 1 | 1 | 1 | 1 | 1
| 186 | 1 | 1 | 1 | 1 | 1 | 0.085 | 0.45 | 0 | 0.096333 | 0 | 1 | 1 | 1 | 1 | 1 | 1
| 187 | 1 | 1 | 1 | 1 | 1 | 0.005 | 0.45 | 0 | 0.096333 | 0 | 1 | 1 | 1 | 1 | 1 | 1
| 188 | 1 | 1 | 1 | 1 | 1 | 0 | 0.476 | 0 | 0.096333 | 0 | 1 | 1 | 1 | 1 | 1 | 1
| 189 | 1 | 1 | 1 | 1 | 1 | 0 | 0.472 | 0 | 0.096333 | 0 | 1 | 1 | 1 | 1 | 1 | 1
| 190 | 1 | 1 | 1 | 1 | 1 | 0 | 0.393 | 0 | 0.096333 | 0 | 1 | 1 | 1 | 1 | 1 | 1
| 191 | 1 | 1 | 1 | 1 | 1 | 0 | 0.374 | 0 | 0.096333 | 0 | 1 | 1 | 1 | 1 | 1 | 1
| 192 | 1 | 1 | 1 | 1 | 1 | 0 | 0.346 | 0 | 0.096333 | 0 | 1 | 1 | 1 | 1 | 1 | 1
| 193 | 1 | 1 | 1 | 1 | 1 | 0 | 0.334 | 0 | 0.096333 | 0 | 1 | 1 | 1 | 1 | 1 | 1
| 194 | 1 | 1 | 1 | 1 | 1 | 0 | 0.313 | 0 | 0.096333 | 0 | 1 | 1 | 1 | 1 | 1 | 1
| 195 | 1 | 1 | 1 | 1 | 1 | 0 | 0.309 | 0 | 0.096333 | 0 | 1 | 1 | 1 | 1 | 1 | 1
| 196 | 1 | 1 | 1 | 1 | 1 | 0 | 0.298 | 0 | 0.096333 | 0 | 1 | 1 | 1 | 1 | 1 | 1
| 197 | 1 | 1 | 1 | 1 | 1 | 0 | 0.255 | 0 | 0.096333 | 0 | 1 | 1 | 1 | 1 | 1 | 1
| 198 | 1 | 1 | 1 | 1 | 1 | 0 | 0.231 | 0 | 0.096333 | 0 | 1 | 1 | 1 | 1 | 1 | 1
| 199 | 1 | 1 | 1 | 1 | 1 | 0.002 | 0.209 | 0 | 0.096333 | 0 | 1 | 1 | 1 | 1 | 1 | 1
| 200 | 1 | 1 | 1 | 1 | 1 | 0.066 | 0.148 | 0 | 0.096333 | 0 | 1 | 1 | 1 | 1 | 1 | 1
| 201 | 1 | 1 | 1 | 1 | 1 | 0.185 | 0.283 | 0 | 0.096333 | 0 | 1 | 1 | 1 | 1 | 1 | 1
| 202 | 1 | 1 | 1 | 1 | 1 | 0.313 | 0.404 | 0 | 0.096333 | 0 | 1 | 1 | 1 | 1 | 1 | 1
| 203 | 1 | 1 | 1 | 1 | 1 | 0.41 | 0.431 | 0 | 0.096333 | 0 | 1 | 1 | 1 | 1 | 1 | 1
| 204 | 1 | 1 | 1 | 1 | 1 | 0.475 | 0.442 | 0 | 0.096333 | 0 | 1 | 1 | 1 | 1 | 1 | 1
| 205 | 1 | 1 | 1 | 1 | 1 | 0.499 | 0.473 | 0 | 0.096333 | 0 | 1 | 1 | 1 | 1 | 1 | 1
| 206 | 1 | 1 | 1 | 1 | 1 | 0.487 | 0.513 | 0 | 0.096333 | 0 | 1 | 1 | 1 | 1 | 1 | 1
| 207 | 1 | 1 | 1 | 1 | 1 | 0.436 | 0.538 | 0 | 0.096333 | 0 | 1 | 1 | 1 | 1 | 1 | 1
| 208 | 1 | 1 | 1 | 1 | 1 | 0.33 | 0.575 | 0 | 0.096333 | 0 | 1 | 1 | 1 | 1 | 1 | 1
| 209 | 1 | 1 | 1 | 1 | 1 | 0.203 | 0.61 | 0 | 0.096333 | 0 | 1 | 1 | 1 | 1 | 1 | 1
| 210 | 1 | 1 | 1 | 1 | 1 | 0.081 | 0.636 | 0 | 0.096333 | 0 | 1 | 1 | 1 | 1 | 1 | 1
| 211 | 1 | 1 | 1 | 1 | 1 | 0.004 | 0.611 | 0 | 0.096333 | 0 | 1 | 1 | 1 | 1 | 1 | 1
| 212 | 1 | 1 | 1 | 1 | 1 | 0 | 0.595 | 0 | 0.096333 | 0 | 1 | 1 | 1 | 1 | 1 | 1
| 213 | 1 | 1 | 1 | 1 | 1 | 0 | 0.563 | 0 | 0.096333 | 0 | 1 | 1 | 1 | 1 | 1 | 1
| 214 | 1 | 1 | 1 | 1 | 1 | 0 | 0.519 | 0 | 0.096333 | 0 | 1 | 1 | 1 | 1 | 1 | 1
| 215 | 1 | 1 | 1 | 1 | 1 | 0 | 0.496 | 0 | 0.096333 | 0 | 1 | 1 | 1 | 1 | 1 | 1
| 216 | 1 | 1 | 1 | 1 | 1 | 0 | 0.47 | 0 | 0.096333 | 0 | 1 | 1 | 1 | 1 | 1 | 1
| 217 | 1 | 1 | 1 | 1 | 1 | 0 | 0.485 | 0 | 0.096333 | 0 | 1 | 1 | 1 | 1 | 1 | 1
| 218 | 1 | 1 | 1 | 1 | 1 | 0 | 0.467 | 0 | 0.096333 | 0 | 1 | 1 | 1 | 1 | 1 | 1
| 219 | 1 | 1 | 1 | 1 | 1 | 0 | 0.484 | 0 | 0.096333 | 0 | 1 | 1 | 1 | 1 | 1 | 1
| 220 | 1 | 1 | 1 | 1 | 1 | 0 | 0.459 | 0 | 0.096333 | 0 | 1 | 1 | 1 | 1 | 1 | 1
| 221 | 1 | 1 | 1 | 1 | 1 | 0 | 0.464 | 0 | 0.096333 | 0 | 1 | 1 | 1 | 1 | 1 | 1
| 222 | 1 | 1 | 1 | 1 | 1 | 0 | 0.432 | 0 | 0.096333 | 0 | 1 | 1 | 1 | 1 | 1 | 1
| 223 | 1 | 1 | 1 | 1 | 1 | 0.003 | 0.403 | 0 | 0.096333 | 0 | 1 | 1 | 1 | 1 | 1 | 1
| 224 | 1 | 1 | 1 | 1 | 1 | 0.068 | 0.427 | 0 | 0.096333 | 0 | 1 | 1 | 1 | 1 | 1 | 1
| 225 | 1 | 1 | 1 | 1 | 1 | 0.191 | 0.633 | 0 | 0.096333 | 0 | 1 | 1 | 1 | 1 | 1 | 1
| 226 | 1 | 1 | 1 | 1 | 1 | 0.323 | 0.669 | 0 | 0.096333 | 0 | 1 | 1 | 1 | 1 | 1 | 1
| 227 | 1 | 1 | 1 | 1 | 1 | 0.414 | 0.62 | 0 | 0.096333 | 0 | 1 | 1 | 1 | 1 | 1 | 1
| 228 | 1 | 1 | 1 | 1 | 1 | 0.461 | 0.558 | 0 | 0.096333 | 0 | 1 | 1 | 1 | 1 | 1 | 1
| 229 | 1 | 1 | 1 | 1 | 1 | 0.467 | 0.494 | 0 | 0.096333 | 0 | 1 | 1 | 1 | 1 | 1 | 1
| 230 | 1 | 1 | 1 | 1 | 1 | 0.44 | 0.437 | 0 | 0.096333 | 0 | 1 | 1 | 1 | 1 | 1 | 1
| 231 | 1 | 1 | 1 | 1 | 1 | 0.378 | 0.411 | 0 | 0.096333 | 0 | 1 | 1 | 1 | 1 | 1 | 1
| 232 | 1 | 1 | 1 | 1 | 1 | 0.285 | 0.413 | 0 | 0.096333 | 0 | 1 | 1 | 1 | 1 | 1 | 1
| 233 | 1 | 1 | 1 | 1 | 1 | 0.184 | 0.435 | 0 | 0.096333 | 0 | 1 | 1 | 1 | 1 | 1 | 1
| 234 | 1 | 1 | 1 | 1 | 1 | 0.073 | 0.459 | 0 | 0.096333 | 0 | 1 | 1 | 1 | 1 | 1 | 1
| 235 | 1 | 1 | 1 | 1 | 1 | 0.003 | 0.435 | 0 | 0.096333 | 0 | 1 | 1 | 1 | 1 | 1 | 1
| 236 | 1 | 1 | 1 | 1 | 1 | 0 | 0.432 | 0 | 0.096333 | 0 | 1 | 1 | 1 | 1 | 1 | 1
| 237 | 1 | 1 | 1 | 1 | 1 | 0 | 0.405 | 0 | 0.096333 | 0 | 1 | 1 | 1 | 1 | 1 | 1
| 238 | 1 | 1 | 1 | 1 | 1 | 0 | 0.369 | 0 | 0.096333 | 0 | 1 | 1 | 1 | 1 | 1 | 1
| 239 | 1 | 1 | 1 | 1 | 1 | 0 | 0.325 | 0 | 0.096333 | 0 | 1 | 1 | 1 | 1 | 1 | 1
| 240 | 1 | 1 | 1 | 1 | 1 | 0 | 0.28 | 0 | 0.096333 | 0 | 1 | 1 | 1 | 1 | 1 | 1
| 241 | 1 | 1 | 1 | 1 | 1 | 0 | 0.241 | 0 | 0.096333 | 0 | 1 | 1 | 1 | 1 | 1 | 1
| 242 | 1 | 1 | 1 | 1 | 1 | 0 | 0.25 | 0 | 0.096333 | 0 | 1 | 1 | 1 | 1 | 1 | 1
| 243 | 1 | 1 | 1 | 1 | 1 | 0 | 0.298 | 0 | 0.096333 | 0 | 1 | 1 | 1 | 1 | 1 | 1
| 244 | 1 | 1 | 1 | 1 | 1 | 0 | 0.323 | 0 | 0.096333 | 0 | 1 | 1 | 1 | 1 | 1 | 1
| 245 | 1 | 1 | 1 | 1 | 1 | 0 | 0.347 | 0 | 0.096333 | 0 | 1 | 1 | 1 | 1 | 1 | 1
| 246 | 1 | 1 | 1 | 1 | 1 | 0 | 0.379 | 0 | 0.096333 | 0 | 1 | 1 | 1 | 1 | 1 | 1
| 247 | 1 | 1 | 1 | 1 | 1 | 0.002 | 0.409 | 0 | 0.096333 | 0 | 1 | 1 | 1 | 1 | 1 | 1
| 248 | 1 | 1 | 1 | 1 | 1 | 0.059 | 0.381 | 0 | 0.096333 | 0 | 1 | 1 | 1 | 1 | 1 | 1
| 249 | 1 | 1 | 1 | 1 | 1 | 0.178 | 0.711 | 0 | 0.096333 | 0 | 1 | 1 | 1 | 1 | 1 | 1
| 250 | 1 | 1 | 1 | 1 | 1 | 0.33 | 0.777 | 0 | 0.096333 | 0 | 1 | 1 | 1 | 1 | 1 | 1
| 251 | 1 | 1 | 1 | 1 | 1 | 0.445 | 0.758 | 0 | 0.096333 | 0 | 1 | 1 | 1 | 1 | 1 | 1
| 252 | 1 | 1 | 1 | 1 | 1 | 0.512 | 0.723 | 0 | 0.096333 | 0 | 1 | 1 | 1 | 1 | 1 | 1
| 253 | 1 | 1 | 1 | 1 | 1 | 0.538 | 0.701 | 0 | 0.096333 | 0 | 1 | 1 | 1 | 1 | 1 | 1
| 254 | 1 | 1 | 1 | 1 | 1 | 0.514 | 0.695 | 0 | 0.096333 | 0 | 1 | 1 | 1 | 1 | 1 | 1
| 255 | 1 | 1 | 1 | 1 | 1 | 0.446 | 0.706 | 0 | 0.096333 | 0 | 1 | 1 | 1 | 1 | 1 | 1
| 256 | 1 | 1 | 1 | 1 | 1 | 0.334 | 0.713 | 0 | 0.096333 | 0 | 1 | 1 | 1 | 1 | 1 | 1
| 257 | 1 | 1 | 1 | 1 | 1 | 0.203 | 0.711 | 0 | 0.096333 | 0 | 1 | 1 | 1 | 1 | 1 | 1
| 258 | 1 | 1 | 1 | 1 | 1 | 0.074 | 0.7 | 0 | 0.096333 | 0 | 1 | 1 | 1 | 1 | 1 | 1
| 259 | 1 | 1 | 1 | 1 | 1 | 0.004 | 0.649 | 0 | 0.096333 | 0 | 1 | 1 | 1 | 1 | 1 | 1
| 260 | 1 | 1 | 1 | 1 | 1 | 0 | 0.626 | 0 | 0.096333 | 0 | 1 | 1 | 1 | 1 | 1 | 1
| 261 | 1 | 1 | 1 | 1 | 1 | 0 | 0.604 | 0 | 0.096333 | 0 | 1 | 1 | 1 | 1 | 1 | 1
| 262 | 1 | 1 | 1 | 1 | 1 | 0 | 0.609 | 0 | 0.096333 | 0 | 1 | 1 | 1 | 1 | 1 | 1
| 263 | 1 | 1 | 1 | 1 | 1 | 0 | 0.571 | 0 | 0.096333 | 0 | 1 | 1 | 1 | 1 | 1 | 1
| 264 | 1 | 1 | 1 | 1 | 1 | 0 | 0.516 | 0 | 0.096333 | 0 | 1 | 1 | 1 | 1 | 1 | 1
| 265 | 1 | 1 | 1 | 1 | 1 | 0 | 0.532 | 0 | 0.096333 | 0 | 1 | 1 | 1 | 1 | 1 | 1
| 266 | 1 | 1 | 1 | 1 | 1 | 0 | 0.547 | 0 | 0.096333 | 0 | 1 | 1 | 1 | 1 | 1 | 1
| 267 | 1 | 1 | 1 | 1 | 1 | 0 | 0.56 | 0 | 0.096333 | 0 | 1 | 1 | 1 | 1 | 1 | 1
| 268 | 1 | 1 | 1 | 1 | 1 | 0 | 0.532 | 0 | 0.096333 | 0 | 1 | 1 | 1 | 1 | 1 | 1
| 269 | 1 | 1 | 1 | 1 | 1 | 0 | 0.523 | 0 | 0.096333 | 0 | 1 | 1 | 1 | 1 | 1 | 1
| 270 | 1 | 1 | 1 | 1 | 1 | 0 | 0.512 | 0 | 0.096333 | 0 | 1 | 1 | 1 | 1 | 1 | 1
| 271 | 1 | 1 | 1 | 1 | 1 | 0.002 | 0.485 | 0 | 0.096333 | 0 | 1 | 1 | 1 | 1 | 1 | 1
| 272 | 1 | 1 | 1 | 1 | 1 | 0.042 | 0.464 | 0 | 0.096333 | 0 | 1 | 1 | 1 | 1 | 1 | 1
| 273 | 1 | 1 | 1 | 1 | 1 | 0.177 | 0.777 | 0 | 0.096333 | 0 | 1 | 1 | 1 | 1 | 1 | 1
| 274 | 1 | 1 | 1 | 1 | 1 | 0.339 | 0.829 | 0 | 0.096333 | 0 | 1 | 1 | 1 | 1 | 1 | 1
| 275 | 1 | 1 | 1 | 1 | 1 | 0.447 | 0.799 | 0 | 0.096333 | 0 | 1 | 1 | 1 | 1 | 1 | 1
| 276 | 1 | 1 | 1 | 1 | 1 | 0.503 | 0.754 | 0 | 0.096333 | 0 | 1 | 1 | 1 | 1 | 1 | 1
| 277 | 1 | 1 | 1 | 1 | 1 | 0.523 | 0.718 | 0 | 0.096333 | 0 | 1 | 1 | 1 | 1 | 1 | 1
| 278 | 1 | 1 | 1 | 1 | 1 | 0.505 | 0.687 | 0 | 0.096333 | 0 | 1 | 1 | 1 | 1 | 1 | 1
| 279 | 1 | 1 | 1 | 1 | 1 | 0.447 | 0.651 | 0 | 0.096333 | 0 | 1 | 1 | 1 | 1 | 1 | 1
| 280 | 1 | 1 | 1 | 1 | 1 | 0.346 | 0.602 | 0 | 0.096333 | 0 | 1 | 1 | 1 | 1 | 1 | 1
| 281 | 1 | 1 | 1 | 1 | 1 | 0.209 | 0.56 | 0 | 0.096333 | 0 | 1 | 1 | 1 | 1 | 1 | 1
| 282 | 1 | 1 | 1 | 1 | 1 | 0.056 | 0.532 | 0 | 0.096333 | 0 | 1 | 1 | 1 | 1 | 1 | 1
| 283 | 1 | 1 | 1 | 1 | 1 | 0.005 | 0.541 | 0 | 0.096333 | 0 | 1 | 1 | 1 | 1 | 1 | 1
| 284 | 1 | 1 | 1 | 1 | 1 | 0 | 0.613 | 0 | 0.096333 | 0 | 1 | 1 | 1 | 1 | 1 | 1
| 285 | 1 | 1 | 1 | 1 | 1 | 0 | 0.602 | 0 | 0.096333 | 0 | 1 | 1 | 1 | 1 | 1 | 1
| 286 | 1 | 1 | 1 | 1 | 1 | 0 | 0.557 | 0 | 0.096333 | 0 | 1 | 1 | 1 | 1 | 1 | 1
| 287 | 1 | 1 | 1 | 1 | 1 | 0 | 0.591 | 0 | 0.096333 | 0 | 1 | 1 | 1 | 1 | 1 | 1
| 288 | 1 | 1 | 1 | 1 | 1 | 0 | 0.58 | 0 | 0.096333 | 0 | 1 | 1 | 1 | 1 | 1 | 1
| 289 | 1 | 1 | 1 | 1 | 1 | 0 | 0.513 | 0 | 0.096333 | 0 | 1 | 1 | 1 | 1 | 1 | 1
| 290 | 1 | 1 | 1 | 1 | 1 | 0 | 0.468 | 0 | 0.096333 | 0 | 1 | 1 | 1 | 1 | 1 | 1
| 291 | 1 | 1 | 1 | 1 | 1 | 0 | 0.481 | 0 | 0.096333 | 0 | 1 | 1 | 1 | 1 | 1 | 1
| 292 | 1 | 1 | 1 | 1 | 1 | 0 | 0.505 | 0 | 0.096333 | 0 | 1 | 1 | 1 | 1 | 1 | 1
| 293 | 1 | 1 | 1 | 1 | 1 | 0 | 0.513 | 0 | 0.096333 | 0 | 1 | 1 | 1 | 1 | 1 | 1
| 294 | 1 | 1 | 1 | 1 | 1 | 0 | 0.513 | 0 | 0.096333 | 0 | 1 | 1 | 1 | 1 | 1 | 1
| 295 | 1 | 1 | 1 | 1 | 1 | 0.002 | 0.481 | 0 | 0.096333 | 0 | 1 | 1 | 1 | 1 | 1 | 1
| 296 | 1 | 1 | 1 | 1 | 1 | 0.04 | 0.407 | 0 | 0.096333 | 0 | 1 | 1 | 1 | 1 | 1 | 1
| 297 | 1 | 1 | 1 | 1 | 1 | 0.179 | 0.615 | 0 | 0.096333 | 0 | 1 | 1 | 1 | 1 | 1 | 1
| 298 | 1 | 1 | 1 | 1 | 1 | 0.33 | 0.644 | 0 | 0.096333 | 0 | 1 | 1 | 1 | 1 | 1 | 1
| 299 | 1 | 1 | 1 | 1 | 1 | 0.452 | 0.567 | 0 | 0.096333 | 0 | 1 | 1 | 1 | 1 | 1 | 1
| 300 | 1 | 1 | 1 | 1 | 1 | 0.514 | 0.479 | 0 | 0.096333 | 0 | 1 | 1 | 1 | 1 | 1 | 1
| 301 | 1 | 1 | 1 | 1 | 1 | 0.518 | 0.443 | 0 | 0.096333 | 0 | 1 | 1 | 1 | 1 | 1 | 1
| 302 | 1 | 1 | 1 | 1 | 1 | 0.516 | 0.441 | 0 | 0.096333 | 0 | 1 | 1 | 1 | 1 | 1 | 1
| 303 | 1 | 1 | 1 | 1 | 1 | 0.457 | 0.444 | 0 | 0.096333 | 0 | 1 | 1 | 1 | 1 | 1 | 1
| 304 | 1 | 1 | 1 | 1 | 1 | 0.349 | 0.45 | 0 | 0.096333 | 0 | 1 | 1 | 1 | 1 | 1 | 1
| 305 | 1 | 1 | 1 | 1 | 1 | 0.209 | 0.471 | 0 | 0.096333 | 0 | 1 | 1 | 1 | 1 | 1 | 1
| 306 | 1 | 1 | 1 | 1 | 1 | 0.08 | 0.535 | 0 | 0.096333 | 0 | 1 | 1 | 1 | 1 | 1 | 1
| 307 | 1 | 1 | 1 | 1 | 1 | 0.003 | 0.557 | 0 | 0.096333 | 0 | 1 | 1 | 1 | 1 | 1 | 1
| 308 | 1 | 1 | 1 | 1 | 1 | 0 | 0.532 | 0 | 0.096333 | 0 | 1 | 1 | 1 | 1 | 1 | 1
| 309 | 1 | 1 | 1 | 1 | 1 | 0 | 0.42 | 0 | 0.096333 | 0 | 1 | 1 | 1 | 1 | 1 | 1
| 310 | 1 | 1 | 1 | 1 | 1 | 0 | 0.346 | 0 | 0.096333 | 0 | 1 | 1 | 1 | 1 | 1 | 1
| 311 | 1 | 1 | 1 | 1 | 1 | 0 | 0.34 | 0 | 0.096333 | 0 | 1 | 1 | 1 | 1 | 1 | 1
| 312 | 1 | 1 | 1 | 1 | 1 | 0 | 0.323 | 0 | 0.096333 | 0 | 1 | 1 | 1 | 1 | 1 | 1
| 313 | 1 | 1 | 1 | 1 | 1 | 0 | 0.28 | 0 | 0.096333 | 0 | 1 | 1 | 1 | 1 | 1 | 1
| 314 | 1 | 1 | 1 | 1 | 1 | 0 | 0.245 | 0 | 0.096333 | 0 | 1 | 1 | 1 | 1 | 1 | 1
| 315 | 1 | 1 | 1 | 1 | 1 | 0 | 0.241 | 0 | 0.096333 | 0 | 1 | 1 | 1 | 1 | 1 | 1
| 316 | 1 | 1 | 1 | 1 | 1 | 0 | 0.252 | 0 | 0.096333 | 0 | 1 | 1 | 1 | 1 | 1 | 1
| 317 | 1 | 1 | 1 | 1 | 1 | 0 | 0.264 | 0 | 0.096333 | 0 | 1 | 1 | 1 | 1 | 1 | 1
| 318 | 1 | 1 | 1 | 1 | 1 | 0 | 0.277 | 0 | 0.096333 | 0 | 1 | 1 | 1 | 1 | 1 | 1
| 319 | 1 | 1 | 1 | 1 | 1 | 0.002 | 0.27 | 0 | 0.096333 | 0 | 1 | 1 | 1 | 1 | 1 | 1
| 320 | 1 | 1 | 1 | 1 | 1 | 0.047 | 0.235 | 0 | 0.096333 | 0 | 1 | 1 | 1 | 1 | 1 | 1
| 321 | 1 | 1 | 1 | 1 | 1 | 0.18 | 0.425 | 0 | 0.096333 | 0 | 1 | 1 | 1 | 1 | 1 | 1
| 322 | 1 | 1 | 1 | 1 | 1 | 0.338 | 0.413 | 0 | 0.096333 | 0 | 1 | 1 | 1 | 1 | 1 | 1
| 323 | 1 | 1 | 1 | 1 | 1 | 0.453 | 0.355 | 0 | 0.096333 | 0 | 1 | 1 | 1 | 1 | 1 | 1
| 324 | 1 | 1 | 1 | 1 | 1 | 0.527 | 0.329 | 0 | 0.096333 | 0 | 1 | 1 | 1 | 1 | 1 | 1
| 325 | 1 | 1 | 1 | 1 | 1 | 0.55 | 0.324 | 0 | 0.096333 | 0 | 1 | 1 | 1 | 1 | 1 | 1
| 326 | 1 | 1 | 1 | 1 | 1 | 0.517 | 0.332 | 0 | 0.096333 | 0 | 1 | 1 | 1 | 1 | 1 | 1
| 327 | 1 | 1 | 1 | 1 | 1 | 0.442 | 0.341 | 0 | 0.096333 | 0 | 1 | 1 | 1 | 1 | 1 | 1
| 328 | 1 | 1 | 1 | 1 | 1 | 0.336 | 0.344 | 0 | 0.096333 | 0 | 1 | 1 | 1 | 1 | 1 | 1
| 329 | 1 | 1 | 1 | 1 | 1 | 0.206 | 0.357 | 0 | 0.096333 | 0 | 1 | 1 | 1 | 1 | 1 | 1
| 330 | 1 | 1 | 1 | 1 | 1 | 0.08 | 0.398 | 0 | 0.096333 | 0 | 1 | 1 | 1 | 1 | 1 | 1
| 331 | 1 | 1 | 1 | 1 | 1 | 0.004 | 0.46 | 0 | 0.096333 | 0 | 1 | 1 | 1 | 1 | 1 | 1
| 332 | 1 | 1 | 1 | 1 | 1 | 0 | 0.544 | 0 | 0.096333 | 0 | 1 | 1 | 1 | 1 | 1 | 1
| 333 | 1 | 1 | 1 | 1 | 1 | 0 | 0.551 | 0 | 0.096333 | 0 | 1 | 1 | 1 | 1 | 1 | 1
| 334 | 1 | 1 | 1 | 1 | 1 | 0 | 0.538 | 0 | 0.096333 | 0 | 1 | 1 | 1 | 1 | 1 | 1
| 335 | 1 | 1 | 1 | 1 | 1 | 0 | 0.522 | 0 | 0.096333 | 0 | 1 | 1 | 1 | 1 | 1 | 1
| 336 | 1 | 1 | 1 | 1 | 1 | 0 | 0.498 | 0 | 0.096333 | 0 | 1 | 1 | 1 | 1 | 1 | 1
| 337 | 1 | 1 | 1 | 1 | 1 | 0 | 0.413 | 0 | 0.096333 | 0 | 1 | 1 | 1 | 1 | 1 | 1
| 338 | 1 | 1 | 1 | 1 | 1 | 0 | 0.265 | 0 | 0.096333 | 0 | 1 | 1 | 1 | 1 | 1 | 1
| 339 | 1 | 1 | 1 | 1 | 1 | 0 | 0.206 | 0 | 0.096333 | 0 | 1 | 1 | 1 | 1 | 1 | 1
| 340 | 1 | 1 | 1 | 1 | 1 | 0 | 0.176 | 0 | 0.096333 | 0 | 1 | 1 | 1 | 1 | 1 | 1
| 341 | 1 | 1 | 1 | 1 | 1 | 0 | 0.155 | 0 | 0.096333 | 0 | 1 | 1 | 1 | 1 | 1 | 1
| 342 | 1 | 1 | 1 | 1 | 1 | 0 | 0.144 | 0 | 0.096333 | 0 | 1 | 1 | 1 | 1 | 1 | 1
| 343 | 1 | 1 | 1 | 1 | 1 | 0.003 | 0.145 | 0 | 0.096333 | 0 | 1 | 1 | 1 | 1 | 1 | 1
| 344 | 1 | 1 | 1 | 1 | 1 | 0.075 | 0.148 | 0 | 0.096333 | 0 | 1 | 1 | 1 | 1 | 1 | 1
| 345 | 1 | 1 | 1 | 1 | 1 | 0.198 | 0.238 | 0 | 0.096333 | 0 | 1 | 1 | 1 | 1 | 1 | 1
| 346 | 1 | 1 | 1 | 1 | 1 | 0.339 | 0.276 | 0 | 0.096333 | 0 | 1 | 1 | 1 | 1 | 1 | 1
| 347 | 1 | 1 | 1 | 1 | 1 | 0.438 | 0.293 | 0 | 0.096333 | 0 | 1 | 1 | 1 | 1 | 1 | 1
| 348 | 1 | 1 | 1 | 1 | 1 | 0.466 | 0.323 | 0 | 0.096333 | 0 | 1 | 1 | 1 | 1 | 1 | 1
| 349 | 1 | 1 | 1 | 1 | 1 | 0.437 | 0.373 | 0 | 0.096333 | 0 | 1 | 1 | 1 | 1 | 1 | 1
| 350 | 1 | 1 | 1 | 1 | 1 | 0.361 | 0.431 | 0 | 0.096333 | 0 | 1 | 1 | 1 | 1 | 1 | 1
| 351 | 1 | 1 | 1 | 1 | 1 | 0.25 | 0.463 | 0 | 0.096333 | 0 | 1 | 1 | 1 | 1 | 1 | 1
| 352 | 1 | 1 | 1 | 1 | 1 | 0.198 | 0.436 | 0 | 0.096333 | 0 | 1 | 1 | 1 | 1 | 1 | 1
| 353 | 1 | 1 | 1 | 1 | 1 | 0.134 | 0.394 | 0 | 0.096333 | 0 | 1 | 1 | 1 | 1 | 1 | 1
| 354 | 1 | 1 | 1 | 1 | 1 | 0.052 | 0.377 | 0 | 0.096333 | 0 | 1 | 1 | 1 | 1 | 1 | 1
| 355 | 1 | 1 | 1 | 1 | 1 | 0.002 | 0.332 | 0 | 0.096333 | 0 | 1 | 1 | 1 | 1 | 1 | 1
| 356 | 1 | 1 | 1 | 1 | 1 | 0 | 0.332 | 0 | 0.096333 | 0 | 1 | 1 | 1 | 1 | 1 | 1
| 357 | 1 | 1 | 1 | 1 | 1 | 0 | 0.307 | 0 | 0.096333 | 0 | 1 | 1 | 1 | 1 | 1 | 1
| 358 | 1 | 1 | 1 | 1 | 1 | 0 | 0.273 | 0 | 0.096333 | 0 | 1 | 1 | 1 | 1 | 1 | 1
| 359 | 1 | 1 | 1 | 1 | 1 | 0 | 0.256 | 0 | 0.096333 | 0 | 1 | 1 | 1 | 1 | 1 | 1
| 360 | 1 | 1 | 1 | 1 | 1 | 0 | 0.251 | 0 | 0.096333 | 0 | 1 | 1 | 1 | 1 | 1 | 1
| 361 | 1 | 1 | 1 | 1 | 1 | 0 | 0.242 | 0 | 0.096333 | 0 | 1 | 1 | 1 | 1 | 1 | 1
| 362 | 1 | 1 | 1 | 1 | 1 | 0 | 0.225 | 0 | 0.096333 | 0 | 1 | 1 | 1 | 1 | 1 | 1
| 363 | 1 | 1 | 1 | 1 | 1 | 0 | 0.213 | 0 | 0.096333 | 0 | 1 | 1 | 1 | 1 | 1 | 1
| 364 | 1 | 1 | 1 | 1 | 1 | 0 | 0.212 | 0 | 0.096333 | 0 | 1 | 1 | 1 | 1 | 1 | 1
| 365 | 1 | 1 | 1 | 1 | 1 | 0 | 0.212 | 0 | 0.096333 | 0 | 1 | 1 | 1 | 1 | 1 | 1
| 366 | 1 | 1 | 1 | 1 | 1 | 0 | 0.207 | 0 | 0.096333 | 0 | 1 | 1 | 1 | 1 | 1 | 1
| 367 | 1 | 1 | 1 | 1 | 1 | 0.002 | 0.188 | 0 | 0.096333 | 0 | 1 | 1 | 1 | 1 | 1 | 1
| 368 | 1 | 1 | 1 | 1 | 1 | 0.07 | 0.177 | 0 | 0.096333 | 0 | 1 | 1 | 1 | 1 | 1 | 1
| 369 | 1 | 1 | 1 | 1 | 1 | 0.194 | 0.261 | 0 | 0.096333 | 0 | 1 | 1 | 1 | 1 | 1 | 1
| 370 | 1 | 1 | 1 | 1 | 1 | 0.329 | 0.301 | 0 | 0.096333 | 0 | 1 | 1 | 1 | 1 | 1 | 1
| 371 | 1 | 1 | 1 | 1 | 1 | 0.442 | 0.317 | 0 | 0.096333 | 0 | 1 | 1 | 1 | 1 | 1 | 1
| 372 | 1 | 1 | 1 | 1 | 1 | 0.513 | 0.331 | 0 | 0.096333 | 0 | 1 | 1 | 1 | 1 | 1 | 1
| 373 | 1 | 1 | 1 | 1 | 1 | 0.52 | 0.348 | 0 | 0.096333 | 0 | 1 | 1 | 1 | 1 | 1 | 1
| 374 | 1 | 1 | 1 | 1 | 1 | 0.482 | 0.363 | 0 | 0.096333 | 0 | 1 | 1 | 1 | 1 | 1 | 1
| 375 | 1 | 1 | 1 | 1 | 1 | 0.402 | 0.36 | 0 | 0.096333 | 0 | 1 | 1 | 1 | 1 | 1 | 1
| 376 | 1 | 1 | 1 | 1 | 1 | 0.322 | 0.337 | 0 | 0.096333 | 0 | 1 | 1 | 1 | 1 | 1 | 1
| 377 | 1 | 1 | 1 | 1 | 1 | 0.202 | 0.317 | 0 | 0.096333 | 0 | 1 | 1 | 1 | 1 | 1 | 1
| 378 | 1 | 1 | 1 | 1 | 1 | 0.082 | 0.313 | 0 | 0.096333 | 0 | 1 | 1 | 1 | 1 | 1 | 1
| 379 | 1 | 1 | 1 | 1 | 1 | 0.004 | 0.374 | 0 | 0.096333 | 0 | 1 | 1 | 1 | 1 | 1 | 1
| 380 | 1 | 1 | 1 | 1 | 1 | 0 | 0.482 | 0 | 0.096333 | 0 | 1 | 1 | 1 | 1 | 1 | 1
| 381 | 1 | 1 | 1 | 1 | 1 | 0 | 0.502 | 0 | 0.096333 | 0 | 1 | 1 | 1 | 1 | 1 | 1
| 382 | 1 | 1 | 1 | 1 | 1 | 0 | 0.479 | 0 | 0.096333 | 0 | 1 | 1 | 1 | 1 | 1 | 1
| 383 | 1 | 1 | 1 | 1 | 1 | 0 | 0.441 | 0 | 0.096333 | 0 | 1 | 1 | 1 | 1 | 1 | 1
| 384 | 1 | 1 | 1 | 1 | 1 | 0 | 0.4 | 0 | 0.096333 | 0 | 1 | 1 | 1 | 1 | 1 | 1
| 385 | 1 | 1 | 1 | 1 | 1 | 0 | 0.374 | 0 | 0.096333 | 0 | 1 | 1 | 1 | 1 | 1 | 1
| 386 | 1 | 1 | 1 | 1 | 1 | 0 | 0.332 | 0 | 0.096333 | 0 | 1 | 1 | 1 | 1 | 1 | 1
| 387 | 1 | 1 | 1 | 1 | 1 | 0 | 0.259 | 0 | 0.096333 | 0 | 1 | 1 | 1 | 1 | 1 | 1
| 388 | 1 | 1 | 1 | 1 | 1 | 0 | 0.201 | 0 | 0.096333 | 0 | 1 | 1 | 1 | 1 | 1 | 1
| 389 | 1 | 1 | 1 | 1 | 1 | 0 | 0.153 | 0 | 0.096333 | 0 | 1 | 1 | 1 | 1 | 1 | 1
| 390 | 1 | 1 | 1 | 1 | 1 | 0 | 0.121 | 0 | 0.096333 | 0 | 1 | 1 | 1 | 1 | 1 | 1
| 391 | 1 | 1 | 1 | 1 | 1 | 0.003 | 0.105 | 0 | 0.096333 | 0 | 1 | 1 | 1 | 1 | 1 | 1
| 392 | 1 | 1 | 1 | 1 | 1 | 0.077 | 0.071 | 0 | 0.096333 | 0 | 1 | 1 | 1 | 1 | 1 | 1
| 393 | 1 | 1 | 1 | 1 | 1 | 0.195 | 0.138 | 0 | 0.096333 | 0 | 1 | 1 | 1 | 1 | 1 | 1
| 394 | 1 | 1 | 1 | 1 | 1 | 0.309 | 0.167 | 0 | 0.096333 | 0 | 1 | 1 | 1 | 1 | 1 | 1
| 395 | 1 | 1 | 1 | 1 | 1 | 0.397 | 0.185 | 0 | 0.096333 | 0 | 1 | 1 | 1 | 1 | 1 | 1
| 396 | 1 | 1 | 1 | 1 | 1 | 0.454 | 0.206 | 0 | 0.096333 | 0 | 1 | 1 | 1 | 1 | 1 | 1
| 397 | 1 | 1 | 1 | 1 | 1 | 0.478 | 0.211 | 0 | 0.096333 | 0 | 1 | 1 | 1 | 1 | 1 | 1
| 398 | 1 | 1 | 1 | 1 | 1 | 0.455 | 0.204 | 0 | 0.096333 | 0 | 1 | 1 | 1 | 1 | 1 | 1
| 399 | 1 | 1 | 1 | 1 | 1 | 0.375 | 0.201 | 0 | 0.096333 | 0 | 1 | 1 | 1 | 1 | 1 | 1
| 400 | 1 | 1 | 1 | 1 | 1 | 0.254 | 0.223 | 0 | 0.096333 | 0 | 1 | 1 | 1 | 1 | 1 | 1
| 401 | 1 | 1 | 1 | 1 | 1 | 0.153 | 0.285 | 0 | 0.096333 | 0 | 1 | 1 | 1 | 1 | 1 | 1
| 402 | 1 | 1 | 1 | 1 | 1 | 0.086 | 0.383 | 0 | 0.096333 | 0 | 1 | 1 | 1 | 1 | 1 | 1
| 403 | 1 | 1 | 1 | 1 | 1 | 0.005 | 0.522 | 0 | 0.096333 | 0 | 1 | 1 | 1 | 1 | 1 | 1
| 404 | 1 | 1 | 1 | 1 | 1 | 0 | 0.612 | 0 | 0.096333 | 0 | 1 | 1 | 1 | 1 | 1 | 1
| 405 | 1 | 1 | 1 | 1 | 1 | 0 | 0.561 | 0 | 0.096333 | 0 | 1 | 1 | 1 | 1 | 1 | 1
| 406 | 1 | 1 | 1 | 1 | 1 | 0 | 0.47 | 0 | 0.096333 | 0 | 1 | 1 | 1 | 1 | 1 | 1
| 407 | 1 | 1 | 1 | 1 | 1 | 0 | 0.391 | 0 | 0.096333 | 0 | 1 | 1 | 1 | 1 | 1 | 1
| 408 | 1 | 1 | 1 | 1 | 1 | 0 | 0.338 | 0 | 0.096333 | 0 | 1 | 1 | 1 | 1 | 1 | 1
| 409 | 1 | 1 | 1 | 1 | 1 | 0 | 0.302 | 0 | 0.096333 | 0 | 1 | 1 | 1 | 1 | 1 | 1
| 410 | 1 | 1 | 1 | 1 | 1 | 0 | 0.266 | 0 | 0.096333 | 0 | 1 | 1 | 1 | 1 | 1 | 1
| 411 | 1 | 1 | 1 | 1 | 1 | 0 | 0.249 | 0 | 0.096333 | 0 | 1 | 1 | 1 | 1 | 1 | 1
| 412 | 1 | 1 | 1 | 1 | 1 | 0 | 0.243 | 0 | 0.096333 | 0 | 1 | 1 | 1 | 1 | 1 | 1
| 413 | 1 | 1 | 1 | 1 | 1 | 0 | 0.243 | 0 | 0.096333 | 0 | 1 | 1 | 1 | 1 | 1 | 1
| 414 | 1 | 1 | 1 | 1 | 1 | 0 | 0.25 | 0 | 0.096333 | 0 | 1 | 1 | 1 | 1 | 1 | 1
| 415 | 1 | 1 | 1 | 1 | 1 | 0.002 | 0.254 | 0 | 0.096333 | 0 | 1 | 1 | 1 | 1 | 1 | 1
| 416 | 1 | 1 | 1 | 1 | 1 | 0.06 | 0.17 | 0 | 0.096333 | 0 | 1 | 1 | 1 | 1 | 1 | 1
| 417 | 1 | 1 | 1 | 1 | 1 | 0.182 | 0.245 | 0 | 0.096333 | 0 | 1 | 1 | 1 | 1 | 1 | 1
| 418 | 1 | 1 | 1 | 1 | 1 | 0.34 | 0.233 | 0 | 0.096333 | 0 | 1 | 1 | 1 | 1 | 1 | 1
| 419 | 1 | 1 | 1 | 1 | 1 | 0.461 | 0.191 | 0 | 0.096333 | 0 | 1 | 1 | 1 | 1 | 1 | 1
| 420 | 1 | 1 | 1 | 1 | 1 | 0.534 | 0.18 | 0 | 0.096333 | 0 | 1 | 1 | 1 | 1 | 1 | 1
| 421 | 1 | 1 | 1 | 1 | 1 | 0.56 | 0.192 | 0 | 0.096333 | 0 | 1 | 1 | 1 | 1 | 1 | 1
| 422 | 1 | 1 | 1 | 1 | 1 | 0.539 | 0.211 | 0 | 0.096333 | 0 | 1 | 1 | 1 | 1 | 1 | 1
| 423 | 1 | 1 | 1 | 1 | 1 | 0.473 | 0.233 | 0 | 0.096333 | 0 | 1 | 1 | 1 | 1 | 1 | 1
| 424 | 1 | 1 | 1 | 1 | 1 | 0.363 | 0.254 | 0 | 0.096333 | 0 | 1 | 1 | 1 | 1 | 1 | 1
| 425 | 1 | 1 | 1 | 1 | 1 | 0.212 | 0.278 | 0 | 0.096333 | 0 | 1 | 1 | 1 | 1 | 1 | 1
| 426 | 1 | 1 | 1 | 1 | 1 | 0.075 | 0.347 | 0 | 0.096333 | 0 | 1 | 1 | 1 | 1 | 1 | 1
| 427 | 1 | 1 | 1 | 1 | 1 | 0.005 | 0.488 | 0 | 0.096333 | 0 | 1 | 1 | 1 | 1 | 1 | 1
| 428 | 1 | 1 | 1 | 1 | 1 | 0 | 0.609 | 0 | 0.096333 | 0 | 1 | 1 | 1 | 1 | 1 | 1
| 429 | 1 | 1 | 1 | 1 | 1 | 0 | 0.592 | 0 | 0.096333 | 0 | 1 | 1 | 1 | 1 | 1 | 1
| 430 | 1 | 1 | 1 | 1 | 1 | 0 | 0.538 | 0 | 0.096333 | 0 | 1 | 1 | 1 | 1 | 1 | 1
| 431 | 1 | 1 | 1 | 1 | 1 | 0 | 0.478 | 0 | 0.096333 | 0 | 1 | 1 | 1 | 1 | 1 | 1
| 432 | 1 | 1 | 1 | 1 | 1 | 0 | 0.422 | 0 | 0.096333 | 0 | 1 | 1 | 1 | 1 | 1 | 1
| 433 | 1 | 1 | 1 | 1 | 1 | 0 | 0.374 | 0 | 0.096333 | 0 | 1 | 1 | 1 | 1 | 1 | 1
| 434 | 1 | 1 | 1 | 1 | 1 | 0 | 0.31 | 0 | 0.096333 | 0 | 1 | 1 | 1 | 1 | 1 | 1
| 435 | 1 | 1 | 1 | 1 | 1 | 0 | 0.264 | 0 | 0.096333 | 0 | 1 | 1 | 1 | 1 | 1 | 1
| 436 | 1 | 1 | 1 | 1 | 1 | 0 | 0.261 | 0 | 0.096333 | 0 | 1 | 1 | 1 | 1 | 1 | 1
| 437 | 1 | 1 | 1 | 1 | 1 | 0 | 0.266 | 0 | 0.096333 | 0 | 1 | 1 | 1 | 1 | 1 | 1
| 438 | 1 | 1 | 1 | 1 | 1 | 0 | 0.252 | 0 | 0.096333 | 0 | 1 | 1 | 1 | 1 | 1 | 1
| 439 | 1 | 1 | 1 | 1 | 1 | 0.002 | 0.239 | 0 | 0.096333 | 0 | 1 | 1 | 1 | 1 | 1 | 1
| 440 | 1 | 1 | 1 | 1 | 1 | 0.055 | 0.196 | 0 | 0.096333 | 0 | 1 | 1 | 1 | 1 | 1 | 1
| 441 | 1 | 1 | 1 | 1 | 1 | 0.182 | 0.506 | 0 | 0.096333 | 0 | 1 | 1 | 1 | 1 | 1 | 1
| 442 | 1 | 1 | 1 | 1 | 1 | 0.34 | 0.539 | 0 | 0.096333 | 0 | 1 | 1 | 1 | 1 | 1 | 1
| 443 | 1 | 1 | 1 | 1 | 1 | 0.467 | 0.488 | 0 | 0.096333 | 0 | 1 | 1 | 1 | 1 | 1 | 1
| 444 | 1 | 1 | 1 | 1 | 1 | 0.54 | 0.433 | 0 | 0.096333 | 0 | 1 | 1 | 1 | 1 | 1 | 1
| 445 | 1 | 1 | 1 | 1 | 1 | 0.564 | 0.364 | 0 | 0.096333 | 0 | 1 | 1 | 1 | 1 | 1 | 1
| 446 | 1 | 1 | 1 | 1 | 1 | 0.542 | 0.3 | 0 | 0.096333 | 0 | 1 | 1 | 1 | 1 | 1 | 1
| 447 | 1 | 1 | 1 | 1 | 1 | 0.475 | 0.259 | 0 | 0.096333 | 0 | 1 | 1 | 1 | 1 | 1 | 1
| 448 | 1 | 1 | 1 | 1 | 1 | 0.366 | 0.249 | 0 | 0.096333 | 0 | 1 | 1 | 1 | 1 | 1 | 1
| 449 | 1 | 1 | 1 | 1 | 1 | 0.217 | 0.278 | 0 | 0.096333 | 0 | 1 | 1 | 1 | 1 | 1 | 1
| 450 | 1 | 1 | 1 | 1 | 1 | 0.069 | 0.366 | 0 | 0.096333 | 0 | 1 | 1 | 1 | 1 | 1 | 1
| 451 | 1 | 1 | 1 | 1 | 1 | 0.005 | 0.522 | 0 | 0.096333 | 0 | 1 | 1 | 1 | 1 | 1 | 1
| 452 | 1 | 1 | 1 | 1 | 1 | 0 | 0.644 | 0 | 0.096333 | 0 | 1 | 1 | 1 | 1 | 1 | 1
| 453 | 1 | 1 | 1 | 1 | 1 | 0 | 0.61 | 0 | 0.096333 | 0 | 1 | 1 | 1 | 1 | 1 | 1
| 454 | 1 | 1 | 1 | 1 | 1 | 0 | 0.534 | 0 | 0.096333 | 0 | 1 | 1 | 1 | 1 | 1 | 1
| 455 | 1 | 1 | 1 | 1 | 1 | 0 | 0.454 | 0 | 0.096333 | 0 | 1 | 1 | 1 | 1 | 1 | 1
| 456 | 1 | 1 | 1 | 1 | 1 | 0 | 0.426 | 0 | 0.096333 | 0 | 1 | 1 | 1 | 1 | 1 | 1
| 457 | 1 | 1 | 1 | 1 | 1 | 0 | 0.33 | 0 | 0.096333 | 0 | 1 | 1 | 1 | 1 | 1 | 1
| 458 | 1 | 1 | 1 | 1 | 1 | 0 | 0.305 | 0 | 0.096333 | 0 | 1 | 1 | 1 | 1 | 1 | 1
| 459 | 1 | 1 | 1 | 1 | 1 | 0 | 0.27 | 0 | 0.096333 | 0 | 1 | 1 | 1 | 1 | 1 | 1
| 460 | 1 | 1 | 1 | 1 | 1 | 0 | 0.213 | 0 | 0.096333 | 0 | 1 | 1 | 1 | 1 | 1 | 1
| 461 | 1 | 1 | 1 | 1 | 1 | 0 | 0.18 | 0 | 0.096333 | 0 | 1 | 1 | 1 | 1 | 1 | 1
| 462 | 1 | 1 | 1 | 1 | 1 | 0 | 0.172 | 0 | 0.096333 | 0 | 1 | 1 | 1 | 1 | 1 | 1
| 463 | 1 | 1 | 1 | 1 | 1 | 0.002 | 0.16 | 0 | 0.096333 | 0 | 1 | 1 | 1 | 1 | 1 | 1
| 464 | 1 | 1 | 1 | 1 | 1 | 0.059 | 0.145 | 0 | 0.096333 | 0 | 1 | 1 | 1 | 1 | 1 | 1
| 465 | 1 | 1 | 1 | 1 | 1 | 0.185 | 0.251 | 0 | 0.096333 | 0 | 1 | 1 | 1 | 1 | 1 | 1
| 466 | 1 | 1 | 1 | 1 | 1 | 0.348 | 0.249 | 0 | 0.096333 | 0 | 1 | 1 | 1 | 1 | 1 | 1
| 467 | 1 | 1 | 1 | 1 | 1 | 0.468 | 0.209 | 0 | 0.096333 | 0 | 1 | 1 | 1 | 1 | 1 | 1
| 468 | 1 | 1 | 1 | 1 | 1 | 0.538 | 0.172 | 0 | 0.096333 | 0 | 1 | 1 | 1 | 1 | 1 | 1
| 469 | 1 | 1 | 1 | 1 | 1 | 0.562 | 0.154 | 0 | 0.096333 | 0 | 1 | 1 | 1 | 1 | 1 | 1
| 470 | 1 | 1 | 1 | 1 | 1 | 0.54 | 0.151 | 0 | 0.096333 | 0 | 1 | 1 | 1 | 1 | 1 | 1
| 471 | 1 | 1 | 1 | 1 | 1 | 0.474 | 0.168 | 0 | 0.096333 | 0 | 1 | 1 | 1 | 1 | 1 | 1
| 472 | 1 | 1 | 1 | 1 | 1 | 0.362 | 0.208 | 0 | 0.096333 | 0 | 1 | 1 | 1 | 1 | 1 | 1
| 473 | 1 | 1 | 1 | 1 | 1 | 0.212 | 0.294 | 0 | 0.096333 | 0 | 1 | 1 | 1 | 1 | 1 | 1
| 474 | 1 | 1 | 1 | 1 | 1 | 0.081 | 0.415 | 0 | 0.096333 | 0 | 1 | 1 | 1 | 1 | 1 | 1
| 475 | 1 | 1 | 1 | 1 | 1 | 0.004 | 0.485 | 0 | 0.096333 | 0 | 1 | 1 | 1 | 1 | 1 | 1
| 476 | 1 | 1 | 1 | 1 | 1 | 0 | 0.485 | 0 | 0.096333 | 0 | 1 | 1 | 1 | 1 | 1 | 1
| 477 | 1 | 1 | 1 | 1 | 1 | 0 | 0.341 | 0 | 0.096333 | 0 | 1 | 1 | 1 | 1 | 1 | 1
| 478 | 1 | 1 | 1 | 1 | 1 | 0 | 0.177 | 0 | 0.096333 | 0 | 1 | 1 | 1 | 1 | 1 | 1
| 479 | 1 | 1 | 1 | 1 | 1 | 0 | 0.108 | 0 | 0.096333 | 0 | 1 | 1 | 1 | 1 | 1 | 1
| 480 | 1 | 1 | 1 | 1 | 1 | 0 | 0.083 | 0 | 0.096333 | 0 | 1 | 1 | 1 | 1 | 1 | 1
| 481 | 1 | 1 | 1 | 1 | 1 | 0 | 0.072 | 0 | 0.096333 | 0 | 1 | 1 | 1 | 1 | 1 | 1
| 482 | 1 | 1 | 1 | 1 | 1 | 0 | 0.079 | 0 | 0.096333 | 0 | 1 | 1 | 1 | 1 | 1 | 1
| 483 | 1 | 1 | 1 | 1 | 1 | 0 | 0.113 | 0 | 0.096333 | 0 | 1 | 1 | 1 | 1 | 1 | 1
| 484 | 1 | 1 | 1 | 1 | 1 | 0 | 0.181 | 0 | 0.096333 | 0 | 1 | 1 | 1 | 1 | 1 | 1
| 485 | 1 | 1 | 1 | 1 | 1 | 0 | 0.256 | 0 | 0.096333 | 0 | 1 | 1 | 1 | 1 | 1 | 1
| 486 | 1 | 1 | 1 | 1 | 1 | 0 | 0.311 | 0 | 0.096333 | 0 | 1 | 1 | 1 | 1 | 1 | 1
| 487 | 1 | 1 | 1 | 1 | 1 | 0.003 | 0.303 | 0 | 0.096333 | 0 | 1 | 1 | 1 | 1 | 1 | 1
| 488 | 1 | 1 | 1 | 1 | 1 | 0.048 | 0.155 | 0 | 0.096333 | 0 | 1 | 1 | 1 | 1 | 1 | 1
| 489 | 1 | 1 | 1 | 1 | 1 | 0.191 | 0.159 | 0 | 0.096333 | 0 | 1 | 1 | 1 | 1 | 1 | 1
| 490 | 1 | 1 | 1 | 1 | 1 | 0.343 | 0.103 | 0 | 0.096333 | 0 | 1 | 1 | 1 | 1 | 1 | 1
| 491 | 1 | 1 | 1 | 1 | 1 | 0.457 | 0.071 | 0 | 0.096333 | 0 | 1 | 1 | 1 | 1 | 1 | 1
| 492 | 1 | 1 | 1 | 1 | 1 | 0.513 | 0.072 | 0 | 0.096333 | 0 | 1 | 1 | 1 | 1 | 1 | 1
| 493 | 1 | 1 | 1 | 1 | 1 | 0.519 | 0.095 | 0 | 0.096333 | 0 | 1 | 1 | 1 | 1 | 1 | 1
| 494 | 1 | 1 | 1 | 1 | 1 | 0.5 | 0.111 | 0 | 0.096333 | 0 | 1 | 1 | 1 | 1 | 1 | 1
| 495 | 1 | 1 | 1 | 1 | 1 | 0.411 | 0.11 | 0 | 0.096333 | 0 | 1 | 1 | 1 | 1 | 1 | 1
| 496 | 1 | 1 | 1 | 1 | 1 | 0.302 | 0.117 | 0 | 0.096333 | 0 | 1 | 1 | 1 | 1 | 1 | 1
| 497 | 1 | 1 | 1 | 1 | 1 | 0.189 | 0.145 | 0 | 0.096333 | 0 | 1 | 1 | 1 | 1 | 1 | 1
| 498 | 1 | 1 | 1 | 1 | 1 | 0.082 | 0.195 | 0 | 0.096333 | 0 | 1 | 1 | 1 | 1 | 1 | 1
| 499 | 1 | 1 | 1 | 1 | 1 | 0.003 | 0.291 | 0 | 0.096333 | 0 | 1 | 1 | 1 | 1 | 1 | 1
| 500 | 1 | 1 | 1 | 1 | 1 | 0 | 0.36 | 0 | 0.096333 | 0 | 1 | 1 | 1 | 1 | 1 | 1
| 501 | 1 | 1 | 1 | 1 | 1 | 0 | 0.338 | 0 | 0.096333 | 0 | 1 | 1 | 1 | 1 | 1 | 1
| 502 | 1 | 1 | 1 | 1 | 1 | 0 | 0.3 | 0 | 0.096333 | 0 | 1 | 1 | 1 | 1 | 1 | 1
| 503 | 1 | 1 | 1 | 1 | 1 | 0 | 0.247 | 0 | 0.096333 | 0 | 1 | 1 | 1 | 1 | 1 | 1
| 504 | 1 | 1 | 1 | 1 | 1 | 0 | 0.22 | 0 | 0.096333 | 0 | 1 | 1 | 1 | 1 | 1 | 1
| 505 | 1 | 1 | 1 | 1 | 1 | 0 | 0.209 | 0 | 0.096333 | 0 | 1 | 1 | 1 | 1 | 1 | 1
| 506 | 1 | 1 | 1 | 1 | 1 | 0 | 0.207 | 0 | 0.096333 | 0 | 1 | 1 | 1 | 1 | 1 | 1
| 507 | 1 | 1 | 1 | 1 | 1 | 0 | 0.21 | 0 | 0.096333 | 0 | 1 | 1 | 1 | 1 | 1 | 1
| 508 | 1 | 1 | 1 | 1 | 1 | 0 | 0.185 | 0 | 0.096333 | 0 | 1 | 1 | 1 | 1 | 1 | 1
| 509 | 1 | 1 | 1 | 1 | 1 | 0 | 0.137 | 0 | 0.096333 | 0 | 1 | 1 | 1 | 1 | 1 | 1
| 510 | 1 | 1 | 1 | 1 | 1 | 0 | 0.119 | 0 | 0.096333 | 0 | 1 | 1 | 1 | 1 | 1 | 1
| 511 | 1 | 1 | 1 | 1 | 1 | 0.003 | 0.153 | 0 | 0.096333 | 0 | 1 | 1 | 1 | 1 | 1 | 1
| 512 | 1 | 1 | 1 | 1 | 1 | 0.072 | 0.148 | 0 | 0.096333 | 0 | 1 | 1 | 1 | 1 | 1 | 1
| 513 | 1 | 1 | 1 | 1 | 1 | 0.202 | 0.278 | 0 | 0.096333 | 0 | 1 | 1 | 1 | 1 | 1 | 1
| 514 | 1 | 1 | 1 | 1 | 1 | 0.313 | 0.279 | 0 | 0.096333 | 0 | 1 | 1 | 1 | 1 | 1 | 1
| 515 | 1 | 1 | 1 | 1 | 1 | 0.405 | 0.233 | 0 | 0.096333 | 0 | 1 | 1 | 1 | 1 | 1 | 1
| 516 | 1 | 1 | 1 | 1 | 1 | 0.468 | 0.186 | 0 | 0.096333 | 0 | 1 | 1 | 1 | 1 | 1 | 1
| 517 | 1 | 1 | 1 | 1 | 1 | 0.48 | 0.158 | 0 | 0.096333 | 0 | 1 | 1 | 1 | 1 | 1 | 1
| 518 | 1 | 1 | 1 | 1 | 1 | 0.448 | 0.152 | 0 | 0.096333 | 0 | 1 | 1 | 1 | 1 | 1 | 1
| 519 | 1 | 1 | 1 | 1 | 1 | 0.375 | 0.162 | 0 | 0.096333 | 0 | 1 | 1 | 1 | 1 | 1 | 1
| 520 | 1 | 1 | 1 | 1 | 1 | 0.271 | 0.191 | 0 | 0.096333 | 0 | 1 | 1 | 1 | 1 | 1 | 1
| 521 | 1 | 1 | 1 | 1 | 1 | 0.157 | 0.244 | 0 | 0.096333 | 0 | 1 | 1 | 1 | 1 | 1 | 1
| 522 | 1 | 1 | 1 | 1 | 1 | 0.063 | 0.329 | 0 | 0.096333 | 0 | 1 | 1 | 1 | 1 | 1 | 1
| 523 | 1 | 1 | 1 | 1 | 1 | 0.003 | 0.418 | 0 | 0.096333 | 0 | 1 | 1 | 1 | 1 | 1 | 1
| 524 | 1 | 1 | 1 | 1 | 1 | 0 | 0.459 | 0 | 0.096333 | 0 | 1 | 1 | 1 | 1 | 1 | 1
| 525 | 1 | 1 | 1 | 1 | 1 | 0 | 0.404 | 0 | 0.096333 | 0 | 1 | 1 | 1 | 1 | 1 | 1
| 526 | 1 | 1 | 1 | 1 | 1 | 0 | 0.332 | 0 | 0.096333 | 0 | 1 | 1 | 1 | 1 | 1 | 1
| 527 | 1 | 1 | 1 | 1 | 1 | 0 | 0.276 | 0 | 0.096333 | 0 | 1 | 1 | 1 | 1 | 1 | 1
| 528 | 1 | 1 | 1 | 1 | 1 | 0 | 0.171 | 0 | 0.096333 | 0 | 1 | 1 | 1 | 1 | 1 | 1
| 529 | 1 | 1 | 1 | 1 | 1 | 0 | 0.123 | 0 | 0.096333 | 0 | 1 | 1 | 1 | 1 | 1 | 1
| 530 | 1 | 1 | 1 | 1 | 1 | 0 | 0.124 | 0 | 0.096333 | 0 | 1 | 1 | 1 | 1 | 1 | 1
| 531 | 1 | 1 | 1 | 1 | 1 | 0 | 0.109 | 0 | 0.096333 | 0 | 1 | 1 | 1 | 1 | 1 | 1
| 532 | 1 | 1 | 1 | 1 | 1 | 0 | 0.153 | 0 | 0.096333 | 0 | 1 | 1 | 1 | 1 | 1 | 1
| 533 | 1 | 1 | 1 | 1 | 1 | 0 | 0.2 | 0 | 0.096333 | 0 | 1 | 1 | 1 | 1 | 1 | 1
| 534 | 1 | 1 | 1 | 1 | 1 | 0 | 0.226 | 0 | 0.096333 | 0 | 1 | 1 | 1 | 1 | 1 | 1
| 535 | 1 | 1 | 1 | 1 | 1 | 0.002 | 0.243 | 0 | 0.096333 | 0 | 1 | 1 | 1 | 1 | 1 | 1
| 536 | 1 | 1 | 1 | 1 | 1 | 0.076 | 0.278 | 0 | 0.096333 | 0 | 1 | 1 | 1 | 1 | 1 | 1
| 537 | 1 | 1 | 1 | 1 | 1 | 0.195 | 0.404 | 0 | 0.096333 | 0 | 1 | 1 | 1 | 1 | 1 | 1
| 538 | 1 | 1 | 1 | 1 | 1 | 0.303 | 0.437 | 0 | 0.096333 | 0 | 1 | 1 | 1 | 1 | 1 | 1
| 539 | 1 | 1 | 1 | 1 | 1 | 0.376 | 0.383 | 0 | 0.096333 | 0 | 1 | 1 | 1 | 1 | 1 | 1
| 540 | 1 | 1 | 1 | 1 | 1 | 0.429 | 0.285 | 0 | 0.096333 | 0 | 1 | 1 | 1 | 1 | 1 | 1
| 541 | 1 | 1 | 1 | 1 | 1 | 0.469 | 0.205 | 0 | 0.096333 | 0 | 1 | 1 | 1 | 1 | 1 | 1
| 542 | 1 | 1 | 1 | 1 | 1 | 0.49 | 0.156 | 0 | 0.096333 | 0 | 1 | 1 | 1 | 1 | 1 | 1
| 543 | 1 | 1 | 1 | 1 | 1 | 0.422 | 0.133 | 0 | 0.096333 | 0 | 1 | 1 | 1 | 1 | 1 | 1
| 544 | 1 | 1 | 1 | 1 | 1 | 0.331 | 0.132 | 0 | 0.096333 | 0 | 1 | 1 | 1 | 1 | 1 | 1
| 545 | 1 | 1 | 1 | 1 | 1 | 0.206 | 0.16 | 0 | 0.096333 | 0 | 1 | 1 | 1 | 1 | 1 | 1
| 546 | 1 | 1 | 1 | 1 | 1 | 0.084 | 0.251 | 0 | 0.096333 | 0 | 1 | 1 | 1 | 1 | 1 | 1
| 547 | 1 | 1 | 1 | 1 | 1 | 0.004 | 0.361 | 0 | 0.096333 | 0 | 1 | 1 | 1 | 1 | 1 | 1
| 548 | 1 | 1 | 1 | 1 | 1 | 0 | 0.447 | 0 | 0.096333 | 0 | 1 | 1 | 1 | 1 | 1 | 1
| 549 | 1 | 1 | 1 | 1 | 1 | 0 | 0.49 | 0 | 0.096333 | 0 | 1 | 1 | 1 | 1 | 1 | 1
| 550 | 1 | 1 | 1 | 1 | 1 | 0 | 0.491 | 0 | 0.096333 | 0 | 1 | 1 | 1 | 1 | 1 | 1
| 551 | 1 | 1 | 1 | 1 | 1 | 0 | 0.42 | 0 | 0.096333 | 0 | 1 | 1 | 1 | 1 | 1 | 1
| 552 | 1 | 1 | 1 | 1 | 1 | 0 | 0.359 | 0 | 0.096333 | 0 | 1 | 1 | 1 | 1 | 1 | 1
| 553 | 1 | 1 | 1 | 1 | 1 | 0 | 0.286 | 0 | 0.096333 | 0 | 1 | 1 | 1 | 1 | 1 | 1
| 554 | 1 | 1 | 1 | 1 | 1 | 0 | 0.298 | 0 | 0.096333 | 0 | 1 | 1 | 1 | 1 | 1 | 1
| 555 | 1 | 1 | 1 | 1 | 1 | 0 | 0.338 | 0 | 0.096333 | 0 | 1 | 1 | 1 | 1 | 1 | 1
| 556 | 1 | 1 | 1 | 1 | 1 | 0 | 0.358 | 0 | 0.096333 | 0 | 1 | 1 | 1 | 1 | 1 | 1
| 557 | 1 | 1 | 1 | 1 | 1 | 0 | 0.367 | 0 | 0.096333 | 0 | 1 | 1 | 1 | 1 | 1 | 1
| 558 | 1 | 1 | 1 | 1 | 1 | 0 | 0.368 | 0 | 0.096333 | 0 | 1 | 1 | 1 | 1 | 1 | 1
| 559 | 1 | 1 | 1 | 1 | 1 | 0.003 | 0.324 | 0 | 0.096333 | 0 | 1 | 1 | 1 | 1 | 1 | 1
| 560 | 1 | 1 | 1 | 1 | 1 | 0.058 | 0.343 | 0 | 0.096333 | 0 | 1 | 1 | 1 | 1 | 1 | 1
| 561 | 1 | 1 | 1 | 1 | 1 | 0.196 | 0.491 | 0 | 0.096333 | 0 | 1 | 1 | 1 | 1 | 1 | 1
| 562 | 1 | 1 | 1 | 1 | 1 | 0.355 | 0.484 | 0 | 0.096333 | 0 | 1 | 1 | 1 | 1 | 1 | 1
| 563 | 1 | 1 | 1 | 1 | 1 | 0.477 | 0.452 | 0 | 0.096333 | 0 | 1 | 1 | 1 | 1 | 1 | 1
| 564 | 1 | 1 | 1 | 1 | 1 | 0.546 | 0.459 | 0 | 0.096333 | 0 | 1 | 1 | 1 | 1 | 1 | 1
| 565 | 1 | 1 | 1 | 1 | 1 | 0.564 | 0.488 | 0 | 0.096333 | 0 | 1 | 1 | 1 | 1 | 1 | 1
| 566 | 1 | 1 | 1 | 1 | 1 | 0.542 | 0.519 | 0 | 0.096333 | 0 | 1 | 1 | 1 | 1 | 1 | 1
| 567 | 1 | 1 | 1 | 1 | 1 | 0.468 | 0.556 | 0 | 0.096333 | 0 | 1 | 1 | 1 | 1 | 1 | 1
| 568 | 1 | 1 | 1 | 1 | 1 | 0.329 | 0.595 | 0 | 0.096333 | 0 | 1 | 1 | 1 | 1 | 1 | 1
| 569 | 1 | 1 | 1 | 1 | 1 | 0.204 | 0.601 | 0 | 0.096333 | 0 | 1 | 1 | 1 | 1 | 1 | 1
| 570 | 1 | 1 | 1 | 1 | 1 | 0.085 | 0.583 | 0 | 0.096333 | 0 | 1 | 1 | 1 | 1 | 1 | 1
| 571 | 1 | 1 | 1 | 1 | 1 | 0.006 | 0.562 | 0 | 0.096333 | 0 | 1 | 1 | 1 | 1 | 1 | 1
| 572 | 1 | 1 | 1 | 1 | 1 | 0 | 0.626 | 0 | 0.096333 | 0 | 1 | 1 | 1 | 1 | 1 | 1
| 573 | 1 | 1 | 1 | 1 | 1 | 0 | 0.612 | 0 | 0.096333 | 0 | 1 | 1 | 1 | 1 | 1 | 1
| 574 | 1 | 1 | 1 | 1 | 1 | 0 | 0.576 | 0 | 0.096333 | 0 | 1 | 1 | 1 | 1 | 1 | 1
| 575 | 1 | 1 | 1 | 1 | 1 | 0 | 0.538 | 0 | 0.096333 | 0 | 1 | 1 | 1 | 1 | 1 | 1
| 576 | 1 | 1 | 1 | 1 | 1 | 0 | 0.501 | 0 | 0.096333 | 0 | 1 | 1 | 1 | 1 | 1 | 1
| 577 | 1 | 1 | 1 | 1 | 1 | 0 | 0.461 | 0 | 0.096333 | 0 | 1 | 1 | 1 | 1 | 1 | 1
| 578 | 1 | 1 | 1 | 1 | 1 | 0 | 0.416 | 0 | 0.096333 | 0 | 1 | 1 | 1 | 1 | 1 | 1
| 579 | 1 | 1 | 1 | 1 | 1 | 0 | 0.395 | 0 | 0.096333 | 0 | 1 | 1 | 1 | 1 | 1 | 1
| 580 | 1 | 1 | 1 | 1 | 1 | 0 | 0.383 | 0 | 0.096333 | 0 | 1 | 1 | 1 | 1 | 1 | 1
| 581 | 1 | 1 | 1 | 1 | 1 | 0 | 0.386 | 0 | 0.096333 | 0 | 1 | 1 | 1 | 1 | 1 | 1
| 582 | 1 | 1 | 1 | 1 | 1 | 0 | 0.398 | 0 | 0.096333 | 0 | 1 | 1 | 1 | 1 | 1 | 1
| 583 | 1 | 1 | 1 | 1 | 1 | 0.002 | 0.404 | 0 | 0.096333 | 0 | 1 | 1 | 1 | 1 | 1 | 1
| 584 | 1 | 1 | 1 | 1 | 1 | 0.04 | 0.332 | 0 | 0.096333 | 0 | 1 | 1 | 1 | 1 | 1 | 1
| 585 | 1 | 1 | 1 | 1 | 1 | 0.193 | 0.586 | 0 | 0.096333 | 0 | 1 | 1 | 1 | 1 | 1 | 1
| 586 | 1 | 1 | 1 | 1 | 1 | 0.354 | 0.648 | 0 | 0.096333 | 0 | 1 | 1 | 1 | 1 | 1 | 1
| 587 | 1 | 1 | 1 | 1 | 1 | 0.472 | 0.621 | 0 | 0.096333 | 0 | 1 | 1 | 1 | 1 | 1 | 1
| 588 | 1 | 1 | 1 | 1 | 1 | 0.543 | 0.571 | 0 | 0.096333 | 0 | 1 | 1 | 1 | 1 | 1 | 1
| 589 | 1 | 1 | 1 | 1 | 1 | 0.567 | 0.513 | 0 | 0.096333 | 0 | 1 | 1 | 1 | 1 | 1 | 1
| 590 | 1 | 1 | 1 | 1 | 1 | 0.543 | 0.475 | 0 | 0.096333 | 0 | 1 | 1 | 1 | 1 | 1 | 1
| 591 | 1 | 1 | 1 | 1 | 1 | 0.477 | 0.457 | 0 | 0.096333 | 0 | 1 | 1 | 1 | 1 | 1 | 1
| 592 | 1 | 1 | 1 | 1 | 1 | 0.37 | 0.448 | 0 | 0.096333 | 0 | 1 | 1 | 1 | 1 | 1 | 1
| 593 | 1 | 1 | 1 | 1 | 1 | 0.227 | 0.466 | 0 | 0.096333 | 0 | 1 | 1 | 1 | 1 | 1 | 1
| 594 | 1 | 1 | 1 | 1 | 1 | 0.077 | 0.516 | 0 | 0.096333 | 0 | 1 | 1 | 1 | 1 | 1 | 1
| 595 | 1 | 1 | 1 | 1 | 1 | 0.005 | 0.571 | 0 | 0.096333 | 0 | 1 | 1 | 1 | 1 | 1 | 1
| 596 | 1 | 1 | 1 | 1 | 1 | 0 | 0.635 | 0 | 0.096333 | 0 | 1 | 1 | 1 | 1 | 1 | 1
| 597 | 1 | 1 | 1 | 1 | 1 | 0 | 0.655 | 0 | 0.096333 | 0 | 1 | 1 | 1 | 1 | 1 | 1
| 598 | 1 | 1 | 1 | 1 | 1 | 0 | 0.636 | 0 | 0.096333 | 0 | 1 | 1 | 1 | 1 | 1 | 1
| 599 | 1 | 1 | 1 | 1 | 1 | 0 | 0.508 | 0 | 0.096333 | 0 | 1 | 1 | 1 | 1 | 1 | 1
| 600 | 1 | 1 | 1 | 1 | 1 | 0 | 0.459 | 0 | 0.096333 | 0 | 1 | 1 | 1 | 1 | 1 | 1
| 601 | 1 | 1 | 1 | 1 | 1 | 0 | 0.415 | 0 | 0.096333 | 0 | 1 | 1 | 1 | 1 | 1 | 1
| 602 | 1 | 1 | 1 | 1 | 1 | 0 | 0.368 | 0 | 0.096333 | 0 | 1 | 1 | 1 | 1 | 1 | 1
| 603 | 1 | 1 | 1 | 1 | 1 | 0 | 0.338 | 0 | 0.096333 | 0 | 1 | 1 | 1 | 1 | 1 | 1
| 604 | 1 | 1 | 1 | 1 | 1 | 0 | 0.259 | 0 | 0.096333 | 0 | 1 | 1 | 1 | 1 | 1 | 1
| 605 | 1 | 1 | 1 | 1 | 1 | 0 | 0.199 | 0 | 0.096333 | 0 | 1 | 1 | 1 | 1 | 1 | 1
| 606 | 1 | 1 | 1 | 1 | 1 | 0 | 0.211 | 0 | 0.096333 | 0 | 1 | 1 | 1 | 1 | 1 | 1
| 607 | 1 | 1 | 1 | 1 | 1 | 0.002 | 0.201 | 0 | 0.096333 | 0 | 1 | 1 | 1 | 1 | 1 | 1
| 608 | 1 | 1 | 1 | 1 | 1 | 0.069 | 0.216 | 0 | 0.096333 | 0 | 1 | 1 | 1 | 1 | 1 | 1
| 609 | 1 | 1 | 1 | 1 | 1 | 0.196 | 0.352 | 0 | 0.096333 | 0 | 1 | 1 | 1 | 1 | 1 | 1
| 610 | 1 | 1 | 1 | 1 | 1 | 0.334 | 0.444 | 0 | 0.096333 | 0 | 1 | 1 | 1 | 1 | 1 | 1
| 611 | 1 | 1 | 1 | 1 | 1 | 0.458 | 0.469 | 0 | 0.096333 | 0 | 1 | 1 | 1 | 1 | 1 | 1
| 612 | 1 | 1 | 1 | 1 | 1 | 0.535 | 0.494 | 0 | 0.096333 | 0 | 1 | 1 | 1 | 1 | 1 | 1
| 613 | 1 | 1 | 1 | 1 | 1 | 0.546 | 0.505 | 0 | 0.096333 | 0 | 1 | 1 | 1 | 1 | 1 | 1
| 614 | 1 | 1 | 1 | 1 | 1 | 0.527 | 0.489 | 0 | 0.096333 | 0 | 1 | 1 | 1 | 1 | 1 | 1
| 615 | 1 | 1 | 1 | 1 | 1 | 0.465 | 0.472 | 0 | 0.096333 | 0 | 1 | 1 | 1 | 1 | 1 | 1
| 616 | 1 | 1 | 1 | 1 | 1 | 0.361 | 0.47 | 0 | 0.096333 | 0 | 1 | 1 | 1 | 1 | 1 | 1
| 617 | 1 | 1 | 1 | 1 | 1 | 0.227 | 0.466 | 0 | 0.096333 | 0 | 1 | 1 | 1 | 1 | 1 | 1
| 618 | 1 | 1 | 1 | 1 | 1 | 0.085 | 0.475 | 0 | 0.096333 | 0 | 1 | 1 | 1 | 1 | 1 | 1
| 619 | 1 | 1 | 1 | 1 | 1 | 0.005 | 0.484 | 0 | 0.096333 | 0 | 1 | 1 | 1 | 1 | 1 | 1
| 620 | 1 | 1 | 1 | 1 | 1 | 0 | 0.524 | 0 | 0.096333 | 0 | 1 | 1 | 1 | 1 | 1 | 1
| 621 | 1 | 1 | 1 | 1 | 1 | 0 | 0.557 | 0 | 0.096333 | 0 | 1 | 1 | 1 | 1 | 1 | 1
| 622 | 1 | 1 | 1 | 1 | 1 | 0 | 0.568 | 0 | 0.096333 | 0 | 1 | 1 | 1 | 1 | 1 | 1
| 623 | 1 | 1 | 1 | 1 | 1 | 0 | 0.476 | 0 | 0.096333 | 0 | 1 | 1 | 1 | 1 | 1 | 1
| 624 | 1 | 1 | 1 | 1 | 1 | 0 | 0.433 | 0 | 0.096333 | 0 | 1 | 1 | 1 | 1 | 1 | 1
| 625 | 1 | 1 | 1 | 1 | 1 | 0 | 0.447 | 0 | 0.096333 | 0 | 1 | 1 | 1 | 1 | 1 | 1
| 626 | 1 | 1 | 1 | 1 | 1 | 0 | 0.415 | 0 | 0.096333 | 0 | 1 | 1 | 1 | 1 | 1 | 1
| 627 | 1 | 1 | 1 | 1 | 1 | 0 | 0.398 | 0 | 0.096333 | 0 | 1 | 1 | 1 | 1 | 1 | 1
| 628 | 1 | 1 | 1 | 1 | 1 | 0 | 0.39 | 0 | 0.096333 | 0 | 1 | 1 | 1 | 1 | 1 | 1
| 629 | 1 | 1 | 1 | 1 | 1 | 0 | 0.373 | 0 | 0.096333 | 0 | 1 | 1 | 1 | 1 | 1 | 1
| 630 | 1 | 1 | 1 | 1 | 1 | 0 | 0.343 | 0 | 0.096333 | 0 | 1 | 1 | 1 | 1 | 1 | 1
| 631 | 1 | 1 | 1 | 1 | 1 | 0.002 | 0.302 | 0 | 0.096333 | 0 | 1 | 1 | 1 | 1 | 1 | 1
| 632 | 1 | 1 | 1 | 1 | 1 | 0.052 | 0.36 | 0 | 0.096333 | 0 | 1 | 1 | 1 | 1 | 1 | 1
| 633 | 1 | 1 | 1 | 1 | 1 | 0.2 | 0.561 | 0 | 0.096333 | 0 | 1 | 1 | 1 | 1 | 1 | 1
| 634 | 1 | 1 | 1 | 1 | 1 | 0.359 | 0.586 | 0 | 0.096333 | 0 | 1 | 1 | 1 | 1 | 1 | 1
| 635 | 1 | 1 | 1 | 1 | 1 | 0.478 | 0.566 | 0 | 0.096333 | 0 | 1 | 1 | 1 | 1 | 1 | 1
| 636 | 1 | 1 | 1 | 1 | 1 | 0.548 | 0.543 | 0 | 0.096333 | 0 | 1 | 1 | 1 | 1 | 1 | 1
| 637 | 1 | 1 | 1 | 1 | 1 | 0.57 | 0.522 | 0 | 0.096333 | 0 | 1 | 1 | 1 | 1 | 1 | 1
| 638 | 1 | 1 | 1 | 1 | 1 | 0.546 | 0.501 | 0 | 0.096333 | 0 | 1 | 1 | 1 | 1 | 1 | 1
| 639 | 1 | 1 | 1 | 1 | 1 | 0.479 | 0.485 | 0 | 0.096333 | 0 | 1 | 1 | 1 | 1 | 1 | 1
| 640 | 1 | 1 | 1 | 1 | 1 | 0.37 | 0.476 | 0 | 0.096333 | 0 | 1 | 1 | 1 | 1 | 1 | 1
| 641 | 1 | 1 | 1 | 1 | 1 | 0.226 | 0.473 | 0 | 0.096333 | 0 | 1 | 1 | 1 | 1 | 1 | 1
| 642 | 1 | 1 | 1 | 1 | 1 | 0.087 | 0.49 | 0 | 0.096333 | 0 | 1 | 1 | 1 | 1 | 1 | 1
| 643 | 1 | 1 | 1 | 1 | 1 | 0.004 | 0.516 | 0 | 0.096333 | 0 | 1 | 1 | 1 | 1 | 1 | 1
| 644 | 1 | 1 | 1 | 1 | 1 | 0 | 0.558 | 0 | 0.096333 | 0 | 1 | 1 | 1 | 1 | 1 | 1
| 645 | 1 | 1 | 1 | 1 | 1 | 0 | 0.603 | 0 | 0.096333 | 0 | 1 | 1 | 1 | 1 | 1 | 1
| 646 | 1 | 1 | 1 | 1 | 1 | 0 | 0.568 | 0 | 0.096333 | 0 | 1 | 1 | 1 | 1 | 1 | 1
| 647 | 1 | 1 | 1 | 1 | 1 | 0 | 0.504 | 0 | 0.096333 | 0 | 1 | 1 | 1 | 1 | 1 | 1
| 648 | 1 | 1 | 1 | 1 | 1 | 0 | 0.498 | 0 | 0.096333 | 0 | 1 | 1 | 1 | 1 | 1 | 1
| 649 | 1 | 1 | 1 | 1 | 1 | 0 | 0.465 | 0 | 0.096333 | 0 | 1 | 1 | 1 | 1 | 1 | 1
| 650 | 1 | 1 | 1 | 1 | 1 | 0 | 0.42 | 0 | 0.096333 | 0 | 1 | 1 | 1 | 1 | 1 | 1
| 651 | 1 | 1 | 1 | 1 | 1 | 0 | 0.388 | 0 | 0.096333 | 0 | 1 | 1 | 1 | 1 | 1 | 1
| 652 | 1 | 1 | 1 | 1 | 1 | 0 | 0.364 | 0 | 0.096333 | 0 | 1 | 1 | 1 | 1 | 1 | 1
| 653 | 1 | 1 | 1 | 1 | 1 | 0 | 0.324 | 0 | 0.096333 | 0 | 1 | 1 | 1 | 1 | 1 | 1
| 654 | 1 | 1 | 1 | 1 | 1 | 0 | 0.32 | 0 | 0.096333 | 0 | 1 | 1 | 1 | 1 | 1 | 1
| 655 | 1 | 1 | 1 | 1 | 1 | 0.002 | 0.341 | 0 | 0.096333 | 0 | 1 | 1 | 1 | 1 | 1 | 1
| 656 | 1 | 1 | 1 | 1 | 1 | 0.044 | 0.415 | 0 | 0.096333 | 0 | 1 | 1 | 1 | 1 | 1 | 1
| 657 | 1 | 1 | 1 | 1 | 1 | 0.203 | 0.633 | 0 | 0.096333 | 0 | 1 | 1 | 1 | 1 | 1 | 1
| 658 | 1 | 1 | 1 | 1 | 1 | 0.361 | 0.652 | 0 | 0.096333 | 0 | 1 | 1 | 1 | 1 | 1 | 1
| 659 | 1 | 1 | 1 | 1 | 1 | 0.479 | 0.613 | 0 | 0.096333 | 0 | 1 | 1 | 1 | 1 | 1 | 1
| 660 | 1 | 1 | 1 | 1 | 1 | 0.544 | 0.556 | 0 | 0.096333 | 0 | 1 | 1 | 1 | 1 | 1 | 1
| 661 | 1 | 1 | 1 | 1 | 1 | 0.561 | 0.532 | 0 | 0.096333 | 0 | 1 | 1 | 1 | 1 | 1 | 1
| 662 | 1 | 1 | 1 | 1 | 1 | 0.539 | 0.538 | 0 | 0.096333 | 0 | 1 | 1 | 1 | 1 | 1 | 1
| 663 | 1 | 1 | 1 | 1 | 1 | 0.47 | 0.539 | 0 | 0.096333 | 0 | 1 | 1 | 1 | 1 | 1 | 1
| 664 | 1 | 1 | 1 | 1 | 1 | 0.363 | 0.532 | 0 | 0.096333 | 0 | 1 | 1 | 1 | 1 | 1 | 1
| 665 | 1 | 1 | 1 | 1 | 1 | 0.22 | 0.54 | 0 | 0.096333 | 0 | 1 | 1 | 1 | 1 | 1 | 1
| 666 | 1 | 1 | 1 | 1 | 1 | 0.088 | 0.586 | 0 | 0.096333 | 0 | 1 | 1 | 1 | 1 | 1 | 1
| 667 | 1 | 1 | 1 | 1 | 1 | 0.004 | 0.615 | 0 | 0.096333 | 0 | 1 | 1 | 1 | 1 | 1 | 1
| 668 | 1 | 1 | 1 | 1 | 1 | 0 | 0.613 | 0 | 0.096333 | 0 | 1 | 1 | 1 | 1 | 1 | 1
| 669 | 1 | 1 | 1 | 1 | 1 | 0 | 0.606 | 0 | 0.096333 | 0 | 1 | 1 | 1 | 1 | 1 | 1
| 670 | 1 | 1 | 1 | 1 | 1 | 0 | 0.589 | 0 | 0.096333 | 0 | 1 | 1 | 1 | 1 | 1 | 1
| 671 | 1 | 1 | 1 | 1 | 1 | 0 | 0.525 | 0 | 0.096333 | 0 | 1 | 1 | 1 | 1 | 1 | 1
| 672 | 1 | 1 | 1 | 1 | 1 | 0 | 0.457 | 0 | 0.096333 | 0 | 1 | 1 | 1 | 1 | 1 | 1
| 673 | 1 | 1 | 1 | 1 | 1 | 0 | 0.4 | 0 | 0.096333 | 0 | 1 | 1 | 1 | 1 | 1 | 1
| 674 | 1 | 1 | 1 | 1 | 1 | 0 | 0.365 | 0 | 0.096333 | 0 | 1 | 1 | 1 | 1 | 1 | 1
| 675 | 1 | 1 | 1 | 1 | 1 | 0 | 0.325 | 0 | 0.096333 | 0 | 1 | 1 | 1 | 1 | 1 | 1
| 676 | 1 | 1 | 1 | 1 | 1 | 0 | 0.302 | 0 | 0.096333 | 0 | 1 | 1 | 1 | 1 | 1 | 1
| 677 | 1 | 1 | 1 | 1 | 1 | 0 | 0.274 | 0 | 0.096333 | 0 | 1 | 1 | 1 | 1 | 1 | 1
| 678 | 1 | 1 | 1 | 1 | 1 | 0 | 0.248 | 0 | 0.096333 | 0 | 1 | 1 | 1 | 1 | 1 | 1
| 679 | 1 | 1 | 1 | 1 | 1 | 0.002 | 0.225 | 0 | 0.096333 | 0 | 1 | 1 | 1 | 1 | 1 | 1
| 680 | 1 | 1 | 1 | 1 | 1 | 0.065 | 0.271 | 0 | 0.096333 | 0 | 1 | 1 | 1 | 1 | 1 | 1
| 681 | 1 | 1 | 1 | 1 | 1 | 0.2 | 0.457 | 0 | 0.096333 | 0 | 1 | 1 | 1 | 1 | 1 | 1
| 682 | 1 | 1 | 1 | 1 | 1 | 0.36 | 0.451 | 0 | 0.096333 | 0 | 1 | 1 | 1 | 1 | 1 | 1
| 683 | 1 | 1 | 1 | 1 | 1 | 0.48 | 0.391 | 0 | 0.096333 | 0 | 1 | 1 | 1 | 1 | 1 | 1
| 684 | 1 | 1 | 1 | 1 | 1 | 0.554 | 0.341 | 0 | 0.096333 | 0 | 1 | 1 | 1 | 1 | 1 | 1
| 685 | 1 | 1 | 1 | 1 | 1 | 0.578 | 0.311 | 0 | 0.096333 | 0 | 1 | 1 | 1 | 1 | 1 | 1
| 686 | 1 | 1 | 1 | 1 | 1 | 0.559 | 0.308 | 0 | 0.096333 | 0 | 1 | 1 | 1 | 1 | 1 | 1
| 687 | 1 | 1 | 1 | 1 | 1 | 0.497 | 0.323 | 0 | 0.096333 | 0 | 1 | 1 | 1 | 1 | 1 | 1
| 688 | 1 | 1 | 1 | 1 | 1 | 0.389 | 0.363 | 0 | 0.096333 | 0 | 1 | 1 | 1 | 1 | 1 | 1
| 689 | 1 | 1 | 1 | 1 | 1 | 0.241 | 0.412 | 0 | 0.096333 | 0 | 1 | 1 | 1 | 1 | 1 | 1
| 690 | 1 | 1 | 1 | 1 | 1 | 0.083 | 0.466 | 0 | 0.096333 | 0 | 1 | 1 | 1 | 1 | 1 | 1
| 691 | 1 | 1 | 1 | 1 | 1 | 0.005 | 0.532 | 0 | 0.096333 | 0 | 1 | 1 | 1 | 1 | 1 | 1
| 692 | 1 | 1 | 1 | 1 | 1 | 0 | 0.602 | 0 | 0.096333 | 0 | 1 | 1 | 1 | 1 | 1 | 1
| 693 | 1 | 1 | 1 | 1 | 1 | 0 | 0.612 | 0 | 0.096333 | 0 | 1 | 1 | 1 | 1 | 1 | 1
| 694 | 1 | 1 | 1 | 1 | 1 | 0 | 0.601 | 0 | 0.096333 | 0 | 1 | 1 | 1 | 1 | 1 | 1
| 695 | 1 | 1 | 1 | 1 | 1 | 0 | 0.49 | 0 | 0.096333 | 0 | 1 | 1 | 1 | 1 | 1 | 1
| 696 | 1 | 1 | 1 | 1 | 1 | 0 | 0.423 | 0 | 0.096333 | 0 | 1 | 1 | 1 | 1 | 1 | 1
| 697 | 1 | 1 | 1 | 1 | 1 | 0 | 0.377 | 0 | 0.096333 | 0 | 1 | 1 | 1 | 1 | 1 | 1
| 698 | 1 | 1 | 1 | 1 | 1 | 0 | 0.332 | 0 | 0.096333 | 0 | 1 | 1 | 1 | 1 | 1 | 1
| 699 | 1 | 1 | 1 | 1 | 1 | 0 | 0.305 | 0 | 0.096333 | 0 | 1 | 1 | 1 | 1 | 1 | 1
| 700 | 1 | 1 | 1 | 1 | 1 | 0 | 0.3 | 0 | 0.096333 | 0 | 1 | 1 | 1 | 1 | 1 | 1
| 701 | 1 | 1 | 1 | 1 | 1 | 0 | 0.311 | 0 | 0.096333 | 0 | 1 | 1 | 1 | 1 | 1 | 1
| 702 | 1 | 1 | 1 | 1 | 1 | 0 | 0.321 | 0 | 0.096333 | 0 | 1 | 1 | 1 | 1 | 1 | 1
| 703 | 1 | 1 | 1 | 1 | 1 | 0.002 | 0.332 | 0 | 0.096333 | 0 | 1 | 1 | 1 | 1 | 1 | 1
| 704 | 1 | 1 | 1 | 1 | 1 | 0.036 | 0.352 | 0 | 0.096333 | 0 | 1 | 1 | 1 | 1 | 1 | 1
| 705 | 1 | 1 | 1 | 1 | 1 | 0.206 | 0.573 | 0 | 0.096333 | 0 | 1 | 1 | 1 | 1 | 1 | 1
| 706 | 1 | 1 | 1 | 1 | 1 | 0.372 | 0.58 | 0 | 0.096333 | 0 | 1 | 1 | 1 | 1 | 1 | 1
| 707 | 1 | 1 | 1 | 1 | 1 | 0.493 | 0.53 | 0 | 0.096333 | 0 | 1 | 1 | 1 | 1 | 1 | 1
| 708 | 1 | 1 | 1 | 1 | 1 | 0.563 | 0.482 | 0 | 0.096333 | 0 | 1 | 1 | 1 | 1 | 1 | 1
| 709 | 1 | 1 | 1 | 1 | 1 | 0.587 | 0.437 | 0 | 0.096333 | 0 | 1 | 1 | 1 | 1 | 1 | 1
| 710 | 1 | 1 | 1 | 1 | 1 | 0.565 | 0.41 | 0 | 0.096333 | 0 | 1 | 1 | 1 | 1 | 1 | 1
| 711 | 1 | 1 | 1 | 1 | 1 | 0.497 | 0.402 | 0 | 0.096333 | 0 | 1 | 1 | 1 | 1 | 1 | 1
| 712 | 1 | 1 | 1 | 1 | 1 | 0.383 | 0.405 | 0 | 0.096333 | 0 | 1 | 1 | 1 | 1 | 1 | 1
| 713 | 1 | 1 | 1 | 1 | 1 | 0.238 | 0.417 | 0 | 0.096333 | 0 | 1 | 1 | 1 | 1 | 1 | 1
| 714 | 1 | 1 | 1 | 1 | 1 | 0.084 | 0.439 | 0 | 0.096333 | 0 | 1 | 1 | 1 | 1 | 1 | 1
| 715 | 1 | 1 | 1 | 1 | 1 | 0.004 | 0.491 | 0 | 0.096333 | 0 | 1 | 1 | 1 | 1 | 1 | 1
| 716 | 1 | 1 | 1 | 1 | 1 | 0 | 0.562 | 0 | 0.096333 | 0 | 1 | 1 | 1 | 1 | 1 | 1
| 717 | 1 | 1 | 1 | 1 | 1 | 0 | 0.549 | 0 | 0.096333 | 0 | 1 | 1 | 1 | 1 | 1 | 1
| 718 | 1 | 1 | 1 | 1 | 1 | 0 | 0.479 | 0 | 0.096333 | 0 | 1 | 1 | 1 | 1 | 1 | 1
| 719 | 1 | 1 | 1 | 1 | 1 | 0 | 0.418 | 0 | 0.096333 | 0 | 1 | 1 | 1 | 1 | 1 | 1
| 720 | 1 | 1 | 1 | 1 | 1 | 0 | 0.376 | 0 | 0.096333 | 0 | 1 | 1 | 1 | 1 | 1 | 1
| 721 | 1 | 1 | 1 | 1 | 1 | 0 | 0.383 | 0 | 0.096333 | 0 | 1 | 1 | 1 | 1 | 1 | 1
| 722 | 1 | 1 | 1 | 1 | 1 | 0 | 0.38 | 0 | 0.096333 | 0 | 1 | 1 | 1 | 1 | 1 | 1
| 723 | 1 | 1 | 1 | 1 | 1 | 0 | 0.401 | 0 | 0.096333 | 0 | 1 | 1 | 1 | 1 | 1 | 1
| 724 | 1 | 1 | 1 | 1 | 1 | 0 | 0.395 | 0 | 0.096333 | 0 | 1 | 1 | 1 | 1 | 1 | 1
| 725 | 1 | 1 | 1 | 1 | 1 | 0 | 0.381 | 0 | 0.096333 | 0 | 1 | 1 | 1 | 1 | 1 | 1
| 726 | 1 | 1 | 1 | 1 | 1 | 0 | 0.371 | 0 | 0.096333 | 0 | 1 | 1 | 1 | 1 | 1 | 1
| 727 | 1 | 1 | 1 | 1 | 1 | 0.002 | 0.331 | 0 | 0.096333 | 0 | 1 | 1 | 1 | 1 | 1 | 1
| 728 | 1 | 1 | 1 | 1 | 1 | 0.034 | 0.282 | 0 | 0.096333 | 0 | 1 | 1 | 1 | 1 | 1 | 1
| 729 | 1 | 1 | 1 | 1 | 1 | 0.209 | 0.41 | 0 | 0.096333 | 0 | 1 | 1 | 1 | 1 | 1 | 1
| 730 | 1 | 1 | 1 | 1 | 1 | 0.375 | 0.4 | 0 | 0.096333 | 0 | 1 | 1 | 1 | 1 | 1 | 1
| 731 | 1 | 1 | 1 | 1 | 1 | 0.495 | 0.36 | 0 | 0.096333 | 0 | 1 | 1 | 1 | 1 | 1 | 1
| 732 | 1 | 1 | 1 | 1 | 1 | 0.566 | 0.323 | 0 | 0.096333 | 0 | 1 | 1 | 1 | 1 | 1 | 1
| 733 | 1 | 1 | 1 | 1 | 1 | 0.59 | 0.305 | 0 | 0.096333 | 0 | 1 | 1 | 1 | 1 | 1 | 1
| 734 | 1 | 1 | 1 | 1 | 1 | 0.569 | 0.309 | 0 | 0.096333 | 0 | 1 | 1 | 1 | 1 | 1 | 1
| 735 | 1 | 1 | 1 | 1 | 1 | 0.503 | 0.333 | 0 | 0.096333 | 0 | 1 | 1 | 1 | 1 | 1 | 1
| 736 | 1 | 1 | 1 | 1 | 1 | 0.393 | 0.379 | 0 | 0.096333 | 0 | 1 | 1 | 1 | 1 | 1 | 1
| 737 | 1 | 1 | 1 | 1 | 1 | 0.245 | 0.444 | 0 | 0.096333 | 0 | 1 | 1 | 1 | 1 | 1 | 1
| 738 | 1 | 1 | 1 | 1 | 1 | 0.083 | 0.525 | 0 | 0.096333 | 0 | 1 | 1 | 1 | 1 | 1 | 1
| 739 | 1 | 1 | 1 | 1 | 1 | 0.004 | 0.622 | 0 | 0.096333 | 0 | 1 | 1 | 1 | 1 | 1 | 1
| 740 | 1 | 1 | 1 | 1 | 1 | 0 | 0.692 | 0 | 0.096333 | 0 | 1 | 1 | 1 | 1 | 1 | 1
| 741 | 1 | 1 | 1 | 1 | 1 | 0 | 0.652 | 0 | 0.096333 | 0 | 1 | 1 | 1 | 1 | 1 | 1
| 742 | 1 | 1 | 1 | 1 | 1 | 0 | 0.599 | 0 | 0.096333 | 0 | 1 | 1 | 1 | 1 | 1 | 1
| 743 | 1 | 1 | 1 | 1 | 1 | 0 | 0.552 | 0 | 0.096333 | 0 | 1 | 1 | 1 | 1 | 1 | 1
| 744 | 1 | 1 | 1 | 1 | 1 | 0 | 0.457 | 0 | 0.096333 | 0 | 1 | 1 | 1 | 1 | 1 | 1
| 745 | 1 | 1 | 1 | 1 | 1 | 0 | 0.381 | 0 | 0.026482 | 0 | 1 | 1 | 1 | 1 | 1 | 1
| 746 | 1 | 1 | 1 | 1 | 1 | 0 | 0.364 | 0 | 0.026482 | 0 | 1 | 1 | 1 | 1 | 1 | 1
| 747 | 1 | 1 | 1 | 1 | 1 | 0 | 0.352 | 0 | 0.026482 | 0 | 1 | 1 | 1 | 1 | 1 | 1
| 748 | 1 | 1 | 1 | 1 | 1 | 0 | 0.338 | 0 | 0.026482 | 0 | 1 | 1 | 1 | 1 | 1 | 1
| 749 | 1 | 1 | 1 | 1 | 1 | 0 | 0.358 | 0 | 0.026482 | 0 | 1 | 1 | 1 | 1 | 1 | 1
| 750 | 1 | 1 | 1 | 1 | 1 | 0 | 0.328 | 0 | 0.026482 | 0 | 1 | 1 | 1 | 1 | 1 | 1
| 751 | 1 | 1 | 1 | 1 | 1 | 0.002 | 0.305 | 0 | 0.026482 | 0 | 1 | 1 | 1 | 1 | 1 | 1
| 752 | 1 | 1 | 1 | 1 | 1 | 0.036 | 0.323 | 0 | 0.026482 | 0 | 1 | 1 | 1 | 1 | 1 | 1
| 753 | 1 | 1 | 1 | 1 | 1 | 0.21 | 0.539 | 0 | 0.026482 | 0 | 1 | 1 | 1 | 1 | 1 | 1
| 754 | 1 | 1 | 1 | 1 | 1 | 0.377 | 0.544 | 0 | 0.026482 | 0 | 1 | 1 | 1 | 1 | 1 | 1
| 755 | 1 | 1 | 1 | 1 | 1 | 0.496 | 0.501 | 0 | 0.026482 | 0 | 1 | 1 | 1 | 1 | 1 | 1
| 756 | 1 | 1 | 1 | 1 | 1 | 0.567 | 0.464 | 0 | 0.026482 | 0 | 1 | 1 | 1 | 1 | 1 | 1
| 757 | 1 | 1 | 1 | 1 | 1 | 0.59 | 0.439 | 0 | 0.026482 | 0 | 1 | 1 | 1 | 1 | 1 | 1
| 758 | 1 | 1 | 1 | 1 | 1 | 0.568 | 0.425 | 0 | 0.026482 | 0 | 1 | 1 | 1 | 1 | 1 | 1
| 759 | 1 | 1 | 1 | 1 | 1 | 0.496 | 0.415 | 0 | 0.026482 | 0 | 1 | 1 | 1 | 1 | 1 | 1
| 760 | 1 | 1 | 1 | 1 | 1 | 0.389 | 0.414 | 0 | 0.026482 | 0 | 1 | 1 | 1 | 1 | 1 | 1
| 761 | 1 | 1 | 1 | 1 | 1 | 0.244 | 0.437 | 0 | 0.026482 | 0 | 1 | 1 | 1 | 1 | 1 | 1
| 762 | 1 | 1 | 1 | 1 | 1 | 0.087 | 0.492 | 0 | 0.026482 | 0 | 1 | 1 | 1 | 1 | 1 | 1
| 763 | 1 | 1 | 1 | 1 | 1 | 0.005 | 0.552 | 0 | 0.026482 | 0 | 1 | 1 | 1 | 1 | 1 | 1
| 764 | 1 | 1 | 1 | 1 | 1 | 0 | 0.607 | 0 | 0.026482 | 0 | 1 | 1 | 1 | 1 | 1 | 1
| 765 | 1 | 1 | 1 | 1 | 1 | 0 | 0.605 | 0 | 0.026482 | 0 | 1 | 1 | 1 | 1 | 1 | 1
| 766 | 1 | 1 | 1 | 1 | 1 | 0 | 0.531 | 0 | 0.026482 | 0 | 1 | 1 | 1 | 1 | 1 | 1
| 767 | 1 | 1 | 1 | 1 | 1 | 0 | 0.498 | 0 | 0.026482 | 0 | 1 | 1 | 1 | 1 | 1 | 1
| 768 | 1 | 1 | 1 | 1 | 1 | 0 | 0.476 | 0 | 0.026482 | 0 | 1 | 1 | 1 | 1 | 1 | 1
| 769 | 1 | 1 | 1 | 1 | 1 | 0 | 0.457 | 0 | 0.026482 | 0 | 1 | 1 | 1 | 1 | 1 | 1
| 770 | 1 | 1 | 1 | 1 | 1 | 0 | 0.443 | 0 | 0.026482 | 0 | 1 | 1 | 1 | 1 | 1 | 1
| 771 | 1 | 1 | 1 | 1 | 1 | 0 | 0.449 | 0 | 0.026482 | 0 | 1 | 1 | 1 | 1 | 1 | 1
| 772 | 1 | 1 | 1 | 1 | 1 | 0 | 0.458 | 0 | 0.026482 | 0 | 1 | 1 | 1 | 1 | 1 | 1
| 773 | 1 | 1 | 1 | 1 | 1 | 0 | 0.448 | 0 | 0.026482 | 0 | 1 | 1 | 1 | 1 | 1 | 1
| 774 | 1 | 1 | 1 | 1 | 1 | 0 | 0.445 | 0 | 0.026482 | 0 | 1 | 1 | 1 | 1 | 1 | 1
| 775 | 1 | 1 | 1 | 1 | 1 | 0.002 | 0.42 | 0 | 0.026482 | 0 | 1 | 1 | 1 | 1 | 1 | 1
| 776 | 1 | 1 | 1 | 1 | 1 | 0.033 | 0.338 | 0 | 0.026482 | 0 | 1 | 1 | 1 | 1 | 1 | 1
| 777 | 1 | 1 | 1 | 1 | 1 | 0.212 | 0.62 | 0 | 0.026482 | 0 | 1 | 1 | 1 | 1 | 1 | 1
| 778 | 1 | 1 | 1 | 1 | 1 | 0.379 | 0.566 | 0 | 0.026482 | 0 | 1 | 1 | 1 | 1 | 1 | 1
| 779 | 1 | 1 | 1 | 1 | 1 | 0.5 | 0.452 | 0 | 0.026482 | 0 | 1 | 1 | 1 | 1 | 1 | 1
| 780 | 1 | 1 | 1 | 1 | 1 | 0.571 | 0.363 | 0 | 0.026482 | 0 | 1 | 1 | 1 | 1 | 1 | 1
| 781 | 1 | 1 | 1 | 1 | 1 | 0.595 | 0.326 | 0 | 0.026482 | 0 | 1 | 1 | 1 | 1 | 1 | 1
| 782 | 1 | 1 | 1 | 1 | 1 | 0.574 | 0.325 | 0 | 0.026482 | 0 | 1 | 1 | 1 | 1 | 1 | 1
| 783 | 1 | 1 | 1 | 1 | 1 | 0.509 | 0.337 | 0 | 0.026482 | 0 | 1 | 1 | 1 | 1 | 1 | 1
| 784 | 1 | 1 | 1 | 1 | 1 | 0.399 | 0.352 | 0 | 0.026482 | 0 | 1 | 1 | 1 | 1 | 1 | 1
| 785 | 1 | 1 | 1 | 1 | 1 | 0.25 | 0.384 | 0 | 0.026482 | 0 | 1 | 1 | 1 | 1 | 1 | 1
| 786 | 1 | 1 | 1 | 1 | 1 | 0.086 | 0.448 | 0 | 0.026482 | 0 | 1 | 1 | 1 | 1 | 1 | 1
| 787 | 1 | 1 | 1 | 1 | 1 | 0.004 | 0.575 | 0 | 0.026482 | 0 | 1 | 1 | 1 | 1 | 1 | 1
| 788 | 1 | 1 | 1 | 1 | 1 | 0 | 0.704 | 0 | 0.026482 | 0 | 1 | 1 | 1 | 1 | 1 | 1
| 789 | 1 | 1 | 1 | 1 | 1 | 0 | 0.718 | 0 | 0.026482 | 0 | 1 | 1 | 1 | 1 | 1 | 1
| 790 | 1 | 1 | 1 | 1 | 1 | 0 | 0.714 | 0 | 0.026482 | 0 | 1 | 1 | 1 | 1 | 1 | 1
| 791 | 1 | 1 | 1 | 1 | 1 | 0 | 0.65 | 0 | 0.026482 | 0 | 1 | 1 | 1 | 1 | 1 | 1
| 792 | 1 | 1 | 1 | 1 | 1 | 0 | 0.594 | 0 | 0.026482 | 0 | 1 | 1 | 1 | 1 | 1 | 1
| 793 | 1 | 1 | 1 | 1 | 1 | 0 | 0.566 | 0 | 0.026482 | 0 | 1 | 1 | 1 | 1 | 1 | 1
| 794 | 1 | 1 | 1 | 1 | 1 | 0 | 0.538 | 0 | 0.026482 | 0 | 1 | 1 | 1 | 1 | 1 | 1
| 795 | 1 | 1 | 1 | 1 | 1 | 0 | 0.523 | 0 | 0.026482 | 0 | 1 | 1 | 1 | 1 | 1 | 1
| 796 | 1 | 1 | 1 | 1 | 1 | 0 | 0.535 | 0 | 0.026482 | 0 | 1 | 1 | 1 | 1 | 1 | 1
| 797 | 1 | 1 | 1 | 1 | 1 | 0 | 0.528 | 0 | 0.026482 | 0 | 1 | 1 | 1 | 1 | 1 | 1
| 798 | 1 | 1 | 1 | 1 | 1 | 0 | 0.513 | 0 | 0.026482 | 0 | 1 | 1 | 1 | 1 | 1 | 1
| 799 | 1 | 1 | 1 | 1 | 1 | 0.002 | 0.454 | 0 | 0.026482 | 0 | 1 | 1 | 1 | 1 | 1 | 1
| 800 | 1 | 1 | 1 | 1 | 1 | 0.037 | 0.362 | 0 | 0.026482 | 0 | 1 | 1 | 1 | 1 | 1 | 1
| 801 | 1 | 1 | 1 | 1 | 1 | 0.214 | 0.601 | 0 | 0.026482 | 0 | 1 | 1 | 1 | 1 | 1 | 1
| 802 | 1 | 1 | 1 | 1 | 1 | 0.38 | 0.518 | 0 | 0.026482 | 0 | 1 | 1 | 1 | 1 | 1 | 1
| 803 | 1 | 1 | 1 | 1 | 1 | 0.498 | 0.413 | 0 | 0.026482 | 0 | 1 | 1 | 1 | 1 | 1 | 1
| 804 | 1 | 1 | 1 | 1 | 1 | 0.569 | 0.352 | 0 | 0.026482 | 0 | 1 | 1 | 1 | 1 | 1 | 1
| 805 | 1 | 1 | 1 | 1 | 1 | 0.593 | 0.32 | 0 | 0.026482 | 0 | 1 | 1 | 1 | 1 | 1 | 1
| 806 | 1 | 1 | 1 | 1 | 1 | 0.572 | 0.291 | 0 | 0.026482 | 0 | 1 | 1 | 1 | 1 | 1 | 1
| 807 | 1 | 1 | 1 | 1 | 1 | 0.507 | 0.274 | 0 | 0.026482 | 0 | 1 | 1 | 1 | 1 | 1 | 1
| 808 | 1 | 1 | 1 | 1 | 1 | 0.397 | 0.285 | 0 | 0.026482 | 0 | 1 | 1 | 1 | 1 | 1 | 1
| 809 | 1 | 1 | 1 | 1 | 1 | 0.248 | 0.349 | 0 | 0.026482 | 0 | 1 | 1 | 1 | 1 | 1 | 1
| 810 | 1 | 1 | 1 | 1 | 1 | 0.089 | 0.464 | 0 | 0.026482 | 0 | 1 | 1 | 1 | 1 | 1 | 1
| 811 | 1 | 1 | 1 | 1 | 1 | 0.005 | 0.599 | 0 | 0.026482 | 0 | 1 | 1 | 1 | 1 | 1 | 1
| 812 | 1 | 1 | 1 | 1 | 1 | 0 | 0.631 | 0 | 0.026482 | 0 | 1 | 1 | 1 | 1 | 1 | 1
| 813 | 1 | 1 | 1 | 1 | 1 | 0 | 0.513 | 0 | 0.026482 | 0 | 1 | 1 | 1 | 1 | 1 | 1
| 814 | 1 | 1 | 1 | 1 | 1 | 0 | 0.396 | 0 | 0.026482 | 0 | 1 | 1 | 1 | 1 | 1 | 1
| 815 | 1 | 1 | 1 | 1 | 1 | 0 | 0.328 | 0 | 0.026482 | 0 | 1 | 1 | 1 | 1 | 1 | 1
| 816 | 1 | 1 | 1 | 1 | 1 | 0 | 0.29 | 0 | 0.026482 | 0 | 1 | 1 | 1 | 1 | 1 | 1
| 817 | 1 | 1 | 1 | 1 | 1 | 0 | 0.251 | 0 | 0.026482 | 0 | 1 | 1 | 1 | 1 | 1 | 1
| 818 | 1 | 1 | 1 | 1 | 1 | 0 | 0.223 | 0 | 0.026482 | 0 | 1 | 1 | 1 | 1 | 1 | 1
| 819 | 1 | 1 | 1 | 1 | 1 | 0 | 0.228 | 0 | 0.026482 | 0 | 1 | 1 | 1 | 1 | 1 | 1
| 820 | 1 | 1 | 1 | 1 | 1 | 0 | 0.3 | 0 | 0.026482 | 0 | 1 | 1 | 1 | 1 | 1 | 1
| 821 | 1 | 1 | 1 | 1 | 1 | 0 | 0.264 | 0 | 0.026482 | 0 | 1 | 1 | 1 | 1 | 1 | 1
| 822 | 1 | 1 | 1 | 1 | 1 | 0 | 0.261 | 0 | 0.026482 | 0 | 1 | 1 | 1 | 1 | 1 | 1
| 823 | 1 | 1 | 1 | 1 | 1 | 0.002 | 0.279 | 0 | 0.026482 | 0 | 1 | 1 | 1 | 1 | 1 | 1
| 824 | 1 | 1 | 1 | 1 | 1 | 0.041 | 0.264 | 0 | 0.026482 | 0 | 1 | 1 | 1 | 1 | 1 | 1
| 825 | 1 | 1 | 1 | 1 | 1 | 0.218 | 0.447 | 0 | 0.026482 | 0 | 1 | 1 | 1 | 1 | 1 | 1
| 826 | 1 | 1 | 1 | 1 | 1 | 0.38 | 0.448 | 0 | 0.026482 | 0 | 1 | 1 | 1 | 1 | 1 | 1
| 827 | 1 | 1 | 1 | 1 | 1 | 0.498 | 0.37 | 0 | 0.026482 | 0 | 1 | 1 | 1 | 1 | 1 | 1
| 828 | 1 | 1 | 1 | 1 | 1 | 0.568 | 0.308 | 0 | 0.026482 | 0 | 1 | 1 | 1 | 1 | 1 | 1
| 829 | 1 | 1 | 1 | 1 | 1 | 0.591 | 0.304 | 0 | 0.026482 | 0 | 1 | 1 | 1 | 1 | 1 | 1
| 830 | 1 | 1 | 1 | 1 | 1 | 0.567 | 0.335 | 0 | 0.026482 | 0 | 1 | 1 | 1 | 1 | 1 | 1
| 831 | 1 | 1 | 1 | 1 | 1 | 0.491 | 0.38 | 0 | 0.026482 | 0 | 1 | 1 | 1 | 1 | 1 | 1
| 832 | 1 | 1 | 1 | 1 | 1 | 0.369 | 0.457 | 0 | 0.026482 | 0 | 1 | 1 | 1 | 1 | 1 | 1
| 833 | 1 | 1 | 1 | 1 | 1 | 0.232 | 0.573 | 0 | 0.026482 | 0 | 1 | 1 | 1 | 1 | 1 | 1
| 834 | 1 | 1 | 1 | 1 | 1 | 0.093 | 0.703 | 0 | 0.026482 | 0 | 1 | 1 | 1 | 1 | 1 | 1
| 835 | 1 | 1 | 1 | 1 | 1 | 0.005 | 0.745 | 0 | 0.026482 | 0 | 1 | 1 | 1 | 1 | 1 | 1
| 836 | 1 | 1 | 1 | 1 | 1 | 0 | 0.718 | 0 | 0.026482 | 0 | 1 | 1 | 1 | 1 | 1 | 1
| 837 | 1 | 1 | 1 | 1 | 1 | 0 | 0.685 | 0 | 0.026482 | 0 | 1 | 1 | 1 | 1 | 1 | 1
| 838 | 1 | 1 | 1 | 1 | 1 | 0 | 0.583 | 0 | 0.026482 | 0 | 1 | 1 | 1 | 1 | 1 | 1
| 839 | 1 | 1 | 1 | 1 | 1 | 0 | 0.503 | 0 | 0.026482 | 0 | 1 | 1 | 1 | 1 | 1 | 1
| 840 | 1 | 1 | 1 | 1 | 1 | 0 | 0.516 | 0 | 0.026482 | 0 | 1 | 1 | 1 | 1 | 1 | 1
| 841 | 1 | 1 | 1 | 1 | 1 | 0 | 0.452 | 0 | 0.026482 | 0 | 1 | 1 | 1 | 1 | 1 | 1
| 842 | 1 | 1 | 1 | 1 | 1 | 0 | 0.397 | 0 | 0.026482 | 0 | 1 | 1 | 1 | 1 | 1 | 1
| 843 | 1 | 1 | 1 | 1 | 1 | 0 | 0.332 | 0 | 0.026482 | 0 | 1 | 1 | 1 | 1 | 1 | 1
| 844 | 1 | 1 | 1 | 1 | 1 | 0 | 0.302 | 0 | 0.026482 | 0 | 1 | 1 | 1 | 1 | 1 | 1
| 845 | 1 | 1 | 1 | 1 | 1 | 0 | 0.379 | 0 | 0.026482 | 0 | 1 | 1 | 1 | 1 | 1 | 1
| 846 | 1 | 1 | 1 | 1 | 1 | 0 | 0.388 | 0 | 0.026482 | 0 | 1 | 1 | 1 | 1 | 1 | 1
| 847 | 1 | 1 | 1 | 1 | 1 | 0.002 | 0.42 | 0 | 0.026482 | 0 | 1 | 1 | 1 | 1 | 1 | 1
| 848 | 1 | 1 | 1 | 1 | 1 | 0.067 | 0.528 | 0 | 0.026482 | 0 | 1 | 1 | 1 | 1 | 1 | 1
| 849 | 1 | 1 | 1 | 1 | 1 | 0.213 | 0.7 | 0 | 0.026482 | 0 | 1 | 1 | 1 | 1 | 1 | 1
| 850 | 1 | 1 | 1 | 1 | 1 | 0.374 | 0.762 | 0 | 0.026482 | 0 | 1 | 1 | 1 | 1 | 1 | 1
| 851 | 1 | 1 | 1 | 1 | 1 | 0.493 | 0.765 | 0 | 0.026482 | 0 | 1 | 1 | 1 | 1 | 1 | 1
| 852 | 1 | 1 | 1 | 1 | 1 | 0.563 | 0.74 | 0 | 0.026482 | 0 | 1 | 1 | 1 | 1 | 1 | 1
| 853 | 1 | 1 | 1 | 1 | 1 | 0.577 | 0.728 | 0 | 0.026482 | 0 | 1 | 1 | 1 | 1 | 1 | 1
| 854 | 1 | 1 | 1 | 1 | 1 | 0.556 | 0.724 | 0 | 0.026482 | 0 | 1 | 1 | 1 | 1 | 1 | 1
| 855 | 1 | 1 | 1 | 1 | 1 | 0.495 | 0.724 | 0 | 0.026482 | 0 | 1 | 1 | 1 | 1 | 1 | 1
| 856 | 1 | 1 | 1 | 1 | 1 | 0.396 | 0.728 | 0 | 0.026482 | 0 | 1 | 1 | 1 | 1 | 1 | 1
| 857 | 1 | 1 | 1 | 1 | 1 | 0.251 | 0.751 | 0 | 0.026482 | 0 | 1 | 1 | 1 | 1 | 1 | 1
| 858 | 1 | 1 | 1 | 1 | 1 | 0.098 | 0.783 | 0 | 0.026482 | 0 | 1 | 1 | 1 | 1 | 1 | 1
| 859 | 1 | 1 | 1 | 1 | 1 | 0.004 | 0.779 | 0 | 0.026482 | 0 | 1 | 1 | 1 | 1 | 1 | 1
| 860 | 1 | 1 | 1 | 1 | 1 | 0 | 0.706 | 0 | 0.026482 | 0 | 1 | 1 | 1 | 1 | 1 | 1
| 861 | 1 | 1 | 1 | 1 | 1 | 0 | 0.65 | 0 | 0.026482 | 0 | 1 | 1 | 1 | 1 | 1 | 1
| 862 | 1 | 1 | 1 | 1 | 1 | 0 | 0.506 | 0 | 0.026482 | 0 | 1 | 1 | 1 | 1 | 1 | 1
| 863 | 1 | 1 | 1 | 1 | 1 | 0 | 0.438 | 0 | 0.026482 | 0 | 1 | 1 | 1 | 1 | 1 | 1
| 864 | 1 | 1 | 1 | 1 | 1 | 0 | 0.358 | 0 | 0.026482 | 0 | 1 | 1 | 1 | 1 | 1 | 1
| 865 | 1 | 1 | 1 | 1 | 1 | 0 | 0.294 | 0 | 0.026482 | 0 | 1 | 1 | 1 | 1 | 1 | 1
| 866 | 1 | 1 | 1 | 1 | 1 | 0 | 0.295 | 0 | 0.026482 | 0 | 1 | 1 | 1 | 1 | 1 | 1
| 867 | 1 | 1 | 1 | 1 | 1 | 0 | 0.328 | 0 | 0.026482 | 0 | 1 | 1 | 1 | 1 | 1 | 1
| 868 | 1 | 1 | 1 | 1 | 1 | 0 | 0.362 | 0 | 0.026482 | 0 | 1 | 1 | 1 | 1 | 1 | 1
| 869 | 1 | 1 | 1 | 1 | 1 | 0 | 0.352 | 0 | 0.026482 | 0 | 1 | 1 | 1 | 1 | 1 | 1
| 870 | 1 | 1 | 1 | 1 | 1 | 0 | 0.33 | 0 | 0.026482 | 0 | 1 | 1 | 1 | 1 | 1 | 1
| 871 | 1 | 1 | 1 | 1 | 1 | 0.002 | 0.325 | 0 | 0.026482 | 0 | 1 | 1 | 1 | 1 | 1 | 1
| 872 | 1 | 1 | 1 | 1 | 1 | 0.058 | 0.464 | 0 | 0.026482 | 0 | 1 | 1 | 1 | 1 | 1 | 1
| 873 | 1 | 1 | 1 | 1 | 1 | 0.22 | 0.724 | 0 | 0.026482 | 0 | 1 | 1 | 1 | 1 | 1 | 1
| 874 | 1 | 1 | 1 | 1 | 1 | 0.363 | 0.759 | 0 | 0.026482 | 0 | 1 | 1 | 1 | 1 | 1 | 1
| 875 | 1 | 1 | 1 | 1 | 1 | 0.46 | 0.724 | 0 | 0.026482 | 0 | 1 | 1 | 1 | 1 | 1 | 1
| 876 | 1 | 1 | 1 | 1 | 1 | 0.533 | 0.668 | 0 | 0.026482 | 0 | 1 | 1 | 1 | 1 | 1 | 1
| 877 | 1 | 1 | 1 | 1 | 1 | 0.563 | 0.611 | 0 | 0.026482 | 0 | 1 | 1 | 1 | 1 | 1 | 1
| 878 | 1 | 1 | 1 | 1 | 1 | 0.544 | 0.555 | 0 | 0.026482 | 0 | 1 | 1 | 1 | 1 | 1 | 1
| 879 | 1 | 1 | 1 | 1 | 1 | 0.483 | 0.503 | 0 | 0.026482 | 0 | 1 | 1 | 1 | 1 | 1 | 1
| 880 | 1 | 1 | 1 | 1 | 1 | 0.382 | 0.469 | 0 | 0.026482 | 0 | 1 | 1 | 1 | 1 | 1 | 1
| 881 | 1 | 1 | 1 | 1 | 1 | 0.246 | 0.466 | 0 | 0.026482 | 0 | 1 | 1 | 1 | 1 | 1 | 1
| 882 | 1 | 1 | 1 | 1 | 1 | 0.098 | 0.507 | 0 | 0.026482 | 0 | 1 | 1 | 1 | 1 | 1 | 1
| 883 | 1 | 1 | 1 | 1 | 1 | 0.005 | 0.558 | 0 | 0.026482 | 0 | 1 | 1 | 1 | 1 | 1 | 1
| 884 | 1 | 1 | 1 | 1 | 1 | 0 | 0.556 | 0 | 0.026482 | 0 | 1 | 1 | 1 | 1 | 1 | 1
| 885 | 1 | 1 | 1 | 1 | 1 | 0 | 0.509 | 0 | 0.026482 | 0 | 1 | 1 | 1 | 1 | 1 | 1
| 886 | 1 | 1 | 1 | 1 | 1 | 0 | 0.521 | 0 | 0.026482 | 0 | 1 | 1 | 1 | 1 | 1 | 1
| 887 | 1 | 1 | 1 | 1 | 1 | 0 | 0.479 | 0 | 0.026482 | 0 | 1 | 1 | 1 | 1 | 1 | 1
| 888 | 1 | 1 | 1 | 1 | 1 | 0 | 0.398 | 0 | 0.026482 | 0 | 1 | 1 | 1 | 1 | 1 | 1
| 889 | 1 | 1 | 1 | 1 | 1 | 0 | 0.347 | 0 | 0.026482 | 0 | 1 | 1 | 1 | 1 | 1 | 1
| 890 | 1 | 1 | 1 | 1 | 1 | 0 | 0.294 | 0 | 0.026482 | 0 | 1 | 1 | 1 | 1 | 1 | 1
| 891 | 1 | 1 | 1 | 1 | 1 | 0 | 0.255 | 0 | 0.026482 | 0 | 1 | 1 | 1 | 1 | 1 | 1
| 892 | 1 | 1 | 1 | 1 | 1 | 0 | 0.228 | 0 | 0.026482 | 0 | 1 | 1 | 1 | 1 | 1 | 1
| 893 | 1 | 1 | 1 | 1 | 1 | 0 | 0.226 | 0 | 0.026482 | 0 | 1 | 1 | 1 | 1 | 1 | 1
| 894 | 1 | 1 | 1 | 1 | 1 | 0 | 0.259 | 0 | 0.026482 | 0 | 1 | 1 | 1 | 1 | 1 | 1
| 895 | 1 | 1 | 1 | 1 | 1 | 0.002 | 0.329 | 0 | 0.026482 | 0 | 1 | 1 | 1 | 1 | 1 | 1
| 896 | 1 | 1 | 1 | 1 | 1 | 0.06 | 0.484 | 0 | 0.026482 | 0 | 1 | 1 | 1 | 1 | 1 | 1
| 897 | 1 | 1 | 1 | 1 | 1 | 0.222 | 0.67 | 0 | 0.026482 | 0 | 1 | 1 | 1 | 1 | 1 | 1
| 898 | 1 | 1 | 1 | 1 | 1 | 0.379 | 0.647 | 0 | 0.026482 | 0 | 1 | 1 | 1 | 1 | 1 | 1
| 899 | 1 | 1 | 1 | 1 | 1 | 0.492 | 0.548 | 0 | 0.026482 | 0 | 1 | 1 | 1 | 1 | 1 | 1
| 900 | 1 | 1 | 1 | 1 | 1 | 0.549 | 0.44 | 0 | 0.026482 | 0 | 1 | 1 | 1 | 1 | 1 | 1
| 901 | 1 | 1 | 1 | 1 | 1 | 0.559 | 0.365 | 0 | 0.026482 | 0 | 1 | 1 | 1 | 1 | 1 | 1
| 902 | 1 | 1 | 1 | 1 | 1 | 0.538 | 0.311 | 0 | 0.026482 | 0 | 1 | 1 | 1 | 1 | 1 | 1
| 903 | 1 | 1 | 1 | 1 | 1 | 0.459 | 0.274 | 0 | 0.026482 | 0 | 1 | 1 | 1 | 1 | 1 | 1
| 904 | 1 | 1 | 1 | 1 | 1 | 0.36 | 0.253 | 0 | 0.026482 | 0 | 1 | 1 | 1 | 1 | 1 | 1
| 905 | 1 | 1 | 1 | 1 | 1 | 0.227 | 0.278 | 0 | 0.026482 | 0 | 1 | 1 | 1 | 1 | 1 | 1
| 906 | 1 | 1 | 1 | 1 | 1 | 0.082 | 0.402 | 0 | 0.026482 | 0 | 1 | 1 | 1 | 1 | 1 | 1
| 907 | 1 | 1 | 1 | 1 | 1 | 0.003 | 0.528 | 0 | 0.026482 | 0 | 1 | 1 | 1 | 1 | 1 | 1
| 908 | 1 | 1 | 1 | 1 | 1 | 0 | 0.589 | 0 | 0.026482 | 0 | 1 | 1 | 1 | 1 | 1 | 1
| 909 | 1 | 1 | 1 | 1 | 1 | 0 | 0.586 | 0 | 0.026482 | 0 | 1 | 1 | 1 | 1 | 1 | 1
| 910 | 1 | 1 | 1 | 1 | 1 | 0 | 0.508 | 0 | 0.026482 | 0 | 1 | 1 | 1 | 1 | 1 | 1
| 911 | 1 | 1 | 1 | 1 | 1 | 0 | 0.411 | 0 | 0.026482 | 0 | 1 | 1 | 1 | 1 | 1 | 1
| 912 | 1 | 1 | 1 | 1 | 1 | 0 | 0.415 | 0 | 0.026482 | 0 | 1 | 1 | 1 | 1 | 1 | 1
| 913 | 1 | 1 | 1 | 1 | 1 | 0 | 0.431 | 0 | 0.026482 | 0 | 1 | 1 | 1 | 1 | 1 | 1
| 914 | 1 | 1 | 1 | 1 | 1 | 0 | 0.398 | 0 | 0.026482 | 0 | 1 | 1 | 1 | 1 | 1 | 1
| 915 | 1 | 1 | 1 | 1 | 1 | 0 | 0.358 | 0 | 0.026482 | 0 | 1 | 1 | 1 | 1 | 1 | 1
| 916 | 1 | 1 | 1 | 1 | 1 | 0 | 0.305 | 0 | 0.026482 | 0 | 1 | 1 | 1 | 1 | 1 | 1
| 917 | 1 | 1 | 1 | 1 | 1 | 0 | 0.226 | 0 | 0.026482 | 0 | 1 | 1 | 1 | 1 | 1 | 1
| 918 | 1 | 1 | 1 | 1 | 1 | 0 | 0.196 | 0 | 0.026482 | 0 | 1 | 1 | 1 | 1 | 1 | 1
| 919 | 1 | 1 | 1 | 1 | 1 | 0.001 | 0.211 | 0 | 0.026482 | 0 | 1 | 1 | 1 | 1 | 1 | 1
| 920 | 1 | 1 | 1 | 1 | 1 | 0.067 | 0.416 | 0 | 0.026482 | 0 | 1 | 1 | 1 | 1 | 1 | 1
| 921 | 1 | 1 | 1 | 1 | 1 | 0.223 | 0.663 | 0 | 0.026482 | 0 | 1 | 1 | 1 | 1 | 1 | 1
| 922 | 1 | 1 | 1 | 1 | 1 | 0.351 | 0.714 | 0 | 0.026482 | 0 | 1 | 1 | 1 | 1 | 1 | 1
| 923 | 1 | 1 | 1 | 1 | 1 | 0.444 | 0.7 | 0 | 0.026482 | 0 | 1 | 1 | 1 | 1 | 1 | 1
| 924 | 1 | 1 | 1 | 1 | 1 | 0.501 | 0.661 | 0 | 0.026482 | 0 | 1 | 1 | 1 | 1 | 1 | 1
| 925 | 1 | 1 | 1 | 1 | 1 | 0.524 | 0.609 | 0 | 0.026482 | 0 | 1 | 1 | 1 | 1 | 1 | 1
| 926 | 1 | 1 | 1 | 1 | 1 | 0.497 | 0.544 | 0 | 0.026482 | 0 | 1 | 1 | 1 | 1 | 1 | 1
| 927 | 1 | 1 | 1 | 1 | 1 | 0.408 | 0.491 | 0 | 0.026482 | 0 | 1 | 1 | 1 | 1 | 1 | 1
| 928 | 1 | 1 | 1 | 1 | 1 | 0.325 | 0.441 | 0 | 0.026482 | 0 | 1 | 1 | 1 | 1 | 1 | 1
| 929 | 1 | 1 | 1 | 1 | 1 | 0.224 | 0.388 | 0 | 0.026482 | 0 | 1 | 1 | 1 | 1 | 1 | 1
| 930 | 1 | 1 | 1 | 1 | 1 | 0.096 | 0.356 | 0 | 0.026482 | 0 | 1 | 1 | 1 | 1 | 1 | 1
| 931 | 1 | 1 | 1 | 1 | 1 | 0.005 | 0.341 | 0 | 0.026482 | 0 | 1 | 1 | 1 | 1 | 1 | 1
| 932 | 1 | 1 | 1 | 1 | 1 | 0 | 0.352 | 0 | 0.026482 | 0 | 1 | 1 | 1 | 1 | 1 | 1
| 933 | 1 | 1 | 1 | 1 | 1 | 0 | 0.374 | 0 | 0.026482 | 0 | 1 | 1 | 1 | 1 | 1 | 1
| 934 | 1 | 1 | 1 | 1 | 1 | 0 | 0.366 | 0 | 0.026482 | 0 | 1 | 1 | 1 | 1 | 1 | 1
| 935 | 1 | 1 | 1 | 1 | 1 | 0 | 0.343 | 0 | 0.026482 | 0 | 1 | 1 | 1 | 1 | 1 | 1
| 936 | 1 | 1 | 1 | 1 | 1 | 0 | 0.311 | 0 | 0.026482 | 0 | 1 | 1 | 1 | 1 | 1 | 1
| 937 | 1 | 1 | 1 | 1 | 1 | 0 | 0.28 | 0 | 0.026482 | 0 | 1 | 1 | 1 | 1 | 1 | 1
| 938 | 1 | 1 | 1 | 1 | 1 | 0 | 0.291 | 0 | 0.026482 | 0 | 1 | 1 | 1 | 1 | 1 | 1
| 939 | 1 | 1 | 1 | 1 | 1 | 0 | 0.278 | 0 | 0.026482 | 0 | 1 | 1 | 1 | 1 | 1 | 1
| 940 | 1 | 1 | 1 | 1 | 1 | 0 | 0.249 | 0 | 0.026482 | 0 | 1 | 1 | 1 | 1 | 1 | 1
| 941 | 1 | 1 | 1 | 1 | 1 | 0 | 0.217 | 0 | 0.026482 | 0 | 1 | 1 | 1 | 1 | 1 | 1
| 942 | 1 | 1 | 1 | 1 | 1 | 0 | 0.18 | 0 | 0.026482 | 0 | 1 | 1 | 1 | 1 | 1 | 1
| 943 | 1 | 1 | 1 | 1 | 1 | 0.001 | 0.163 | 0 | 0.026482 | 0 | 1 | 1 | 1 | 1 | 1 | 1
| 944 | 1 | 1 | 1 | 1 | 1 | 0.073 | 0.26 | 0 | 0.026482 | 0 | 1 | 1 | 1 | 1 | 1 | 1
| 945 | 1 | 1 | 1 | 1 | 1 | 0.213 | 0.454 | 0 | 0.026482 | 0 | 1 | 1 | 1 | 1 | 1 | 1
| 946 | 1 | 1 | 1 | 1 | 1 | 0.346 | 0.557 | 0 | 0.026482 | 0 | 1 | 1 | 1 | 1 | 1 | 1
| 947 | 1 | 1 | 1 | 1 | 1 | 0.458 | 0.58 | 0 | 0.026482 | 0 | 1 | 1 | 1 | 1 | 1 | 1
| 948 | 1 | 1 | 1 | 1 | 1 | 0.542 | 0.551 | 0 | 0.026482 | 0 | 1 | 1 | 1 | 1 | 1 | 1
| 949 | 1 | 1 | 1 | 1 | 1 | 0.595 | 0.505 | 0 | 0.026482 | 0 | 1 | 1 | 1 | 1 | 1 | 1
| 950 | 1 | 1 | 1 | 1 | 1 | 0.576 | 0.479 | 0 | 0.026482 | 0 | 1 | 1 | 1 | 1 | 1 | 1
| 951 | 1 | 1 | 1 | 1 | 1 | 0.499 | 0.488 | 0 | 0.026482 | 0 | 1 | 1 | 1 | 1 | 1 | 1
| 952 | 1 | 1 | 1 | 1 | 1 | 0.373 | 0.514 | 0 | 0.026482 | 0 | 1 | 1 | 1 | 1 | 1 | 1
| 953 | 1 | 1 | 1 | 1 | 1 | 0.233 | 0.566 | 0 | 0.026482 | 0 | 1 | 1 | 1 | 1 | 1 | 1
| 954 | 1 | 1 | 1 | 1 | 1 | 0.093 | 0.64 | 0 | 0.026482 | 0 | 1 | 1 | 1 | 1 | 1 | 1
| 955 | 1 | 1 | 1 | 1 | 1 | 0.006 | 0.696 | 0 | 0.026482 | 0 | 1 | 1 | 1 | 1 | 1 | 1
| 956 | 1 | 1 | 1 | 1 | 1 | 0 | 0.697 | 0 | 0.026482 | 0 | 1 | 1 | 1 | 1 | 1 | 1
| 957 | 1 | 1 | 1 | 1 | 1 | 0 | 0.692 | 0 | 0.026482 | 0 | 1 | 1 | 1 | 1 | 1 | 1
| 958 | 1 | 1 | 1 | 1 | 1 | 0 | 0.667 | 0 | 0.026482 | 0 | 1 | 1 | 1 | 1 | 1 | 1
| 959 | 1 | 1 | 1 | 1 | 1 | 0 | 0.642 | 0 | 0.026482 | 0 | 1 | 1 | 1 | 1 | 1 | 1
| 960 | 1 | 1 | 1 | 1 | 1 | 0 | 0.571 | 0 | 0.026482 | 0 | 1 | 1 | 1 | 1 | 1 | 1
| 961 | 1 | 1 | 1 | 1 | 1 | 0 | 0.544 | 0 | 0.026482 | 0 | 1 | 1 | 1 | 1 | 1 | 1
| 962 | 1 | 1 | 1 | 1 | 1 | 0 | 0.51 | 0 | 0.026482 | 0 | 1 | 1 | 1 | 1 | 1 | 1
| 963 | 1 | 1 | 1 | 1 | 1 | 0 | 0.478 | 0 | 0.026482 | 0 | 1 | 1 | 1 | 1 | 1 | 1
| 964 | 1 | 1 | 1 | 1 | 1 | 0 | 0.45 | 0 | 0.026482 | 0 | 1 | 1 | 1 | 1 | 1 | 1
| 965 | 1 | 1 | 1 | 1 | 1 | 0 | 0.393 | 0 | 0.026482 | 0 | 1 | 1 | 1 | 1 | 1 | 1
| 966 | 1 | 1 | 1 | 1 | 1 | 0 | 0.337 | 0 | 0.026482 | 0 | 1 | 1 | 1 | 1 | 1 | 1
| 967 | 1 | 1 | 1 | 1 | 1 | 0.002 | 0.365 | 0 | 0.026482 | 0 | 1 | 1 | 1 | 1 | 1 | 1
| 968 | 1 | 1 | 1 | 1 | 1 | 0.071 | 0.568 | 0 | 0.026482 | 0 | 1 | 1 | 1 | 1 | 1 | 1
| 969 | 1 | 1 | 1 | 1 | 1 | 0.228 | 0.734 | 0 | 0.026482 | 0 | 1 | 1 | 1 | 1 | 1 | 1
| 970 | 1 | 1 | 1 | 1 | 1 | 0.392 | 0.759 | 0 | 0.026482 | 0 | 1 | 1 | 1 | 1 | 1 | 1
| 971 | 1 | 1 | 1 | 1 | 1 | 0.504 | 0.718 | 0 | 0.026482 | 0 | 1 | 1 | 1 | 1 | 1 | 1
| 972 | 1 | 1 | 1 | 1 | 1 | 0.571 | 0.669 | 0 | 0.026482 | 0 | 1 | 1 | 1 | 1 | 1 | 1
| 973 | 1 | 1 | 1 | 1 | 1 | 0.612 | 0.615 | 0 | 0.026482 | 0 | 1 | 1 | 1 | 1 | 1 | 1
| 974 | 1 | 1 | 1 | 1 | 1 | 0.589 | 0.565 | 0 | 0.026482 | 0 | 1 | 1 | 1 | 1 | 1 | 1
| 975 | 1 | 1 | 1 | 1 | 1 | 0.533 | 0.544 | 0 | 0.026482 | 0 | 1 | 1 | 1 | 1 | 1 | 1
| 976 | 1 | 1 | 1 | 1 | 1 | 0.42 | 0.546 | 0 | 0.026482 | 0 | 1 | 1 | 1 | 1 | 1 | 1
| 977 | 1 | 1 | 1 | 1 | 1 | 0.269 | 0.559 | 0 | 0.026482 | 0 | 1 | 1 | 1 | 1 | 1 | 1
| 978 | 1 | 1 | 1 | 1 | 1 | 0.103 | 0.601 | 0 | 0.026482 | 0 | 1 | 1 | 1 | 1 | 1 | 1
| 979 | 1 | 1 | 1 | 1 | 1 | 0.005 | 0.636 | 0 | 0.026482 | 0 | 1 | 1 | 1 | 1 | 1 | 1
| 980 | 1 | 1 | 1 | 1 | 1 | 0 | 0.593 | 0 | 0.026482 | 0 | 1 | 1 | 1 | 1 | 1 | 1
| 981 | 1 | 1 | 1 | 1 | 1 | 0 | 0.547 | 0 | 0.026482 | 0 | 1 | 1 | 1 | 1 | 1 | 1
| 982 | 1 | 1 | 1 | 1 | 1 | 0 | 0.519 | 0 | 0.026482 | 0 | 1 | 1 | 1 | 1 | 1 | 1
| 983 | 1 | 1 | 1 | 1 | 1 | 0 | 0.457 | 0 | 0.026482 | 0 | 1 | 1 | 1 | 1 | 1 | 1
| 984 | 1 | 1 | 1 | 1 | 1 | 0 | 0.386 | 0 | 0.026482 | 0 | 1 | 1 | 1 | 1 | 1 | 1
| 985 | 1 | 1 | 1 | 1 | 1 | 0 | 0.407 | 0 | 0.026482 | 0 | 1 | 1 | 1 | 1 | 1 | 1
| 986 | 1 | 1 | 1 | 1 | 1 | 0 | 0.41 | 0 | 0.026482 | 0 | 1 | 1 | 1 | 1 | 1 | 1
| 987 | 1 | 1 | 1 | 1 | 1 | 0 | 0.376 | 0 | 0.026482 | 0 | 1 | 1 | 1 | 1 | 1 | 1
| 988 | 1 | 1 | 1 | 1 | 1 | 0 | 0.383 | 0 | 0.026482 | 0 | 1 | 1 | 1 | 1 | 1 | 1
| 989 | 1 | 1 | 1 | 1 | 1 | 0 | 0.362 | 0 | 0.026482 | 0 | 1 | 1 | 1 | 1 | 1 | 1
| 990 | 1 | 1 | 1 | 1 | 1 | 0 | 0.368 | 0 | 0.026482 | 0 | 1 | 1 | 1 | 1 | 1 | 1
| 991 | 1 | 1 | 1 | 1 | 1 | 0.002 | 0.399 | 0 | 0.026482 | 0 | 1 | 1 | 1 | 1 | 1 | 1
| 992 | 1 | 1 | 1 | 1 | 1 | 0.046 | 0.476 | 0 | 0.026482 | 0 | 1 | 1 | 1 | 1 | 1 | 1
| 993 | 1 | 1 | 1 | 1 | 1 | 0.242 | 0.595 | 0 | 0.026482 | 0 | 1 | 1 | 1 | 1 | 1 | 1
| 994 | 1 | 1 | 1 | 1 | 1 | 0.41 | 0.525 | 0 | 0.026482 | 0 | 1 | 1 | 1 | 1 | 1 | 1
| 995 | 1 | 1 | 1 | 1 | 1 | 0.529 | 0.466 | 0 | 0.026482 | 0 | 1 | 1 | 1 | 1 | 1 | 1
| 996 | 1 | 1 | 1 | 1 | 1 | 0.598 | 0.432 | 0 | 0.026482 | 0 | 1 | 1 | 1 | 1 | 1 | 1
| 997 | 1 | 1 | 1 | 1 | 1 | 0.62 | 0.41 | 0 | 0.026482 | 0 | 1 | 1 | 1 | 1 | 1 | 1
| 998 | 1 | 1 | 1 | 1 | 1 | 0.597 | 0.402 | 0 | 0.026482 | 0 | 1 | 1 | 1 | 1 | 1 | 1
| 999 | 1 | 1 | 1 | 1 | 1 | 0.532 | 0.411 | 0 | 0.026482 | 0 | 1 | 1 | 1 | 1 | 1 | 1
| 1000 | 1 | 1 | 1 | 1 | 1 | 0.422 | 0.442 | 0 | 0.026482 | 0 | 1 | 1 | 1 | 1 | 1 | 1
| 1001 | 1 | 1 | 1 | 1 | 1 | 0.271 | 0.503 | 0 | 0.026482 | 0 | 1 | 1 | 1 | 1 | 1 | 1
| 1002 | 1 | 1 | 1 | 1 | 1 | 0.102 | 0.601 | 0 | 0.026482 | 0 | 1 | 1 | 1 | 1 | 1 | 1
| 1003 | 1 | 1 | 1 | 1 | 1 | 0.004 | 0.686 | 0 | 0.026482 | 0 | 1 | 1 | 1 | 1 | 1 | 1
| 1004 | 1 | 1 | 1 | 1 | 1 | 0 | 0.731 | 0 | 0.026482 | 0 | 1 | 1 | 1 | 1 | 1 | 1
| 1005 | 1 | 1 | 1 | 1 | 1 | 0 | 0.708 | 0 | 0.026482 | 0 | 1 | 1 | 1 | 1 | 1 | 1
| 1006 | 1 | 1 | 1 | 1 | 1 | 0 | 0.67 | 0 | 0.026482 | 0 | 1 | 1 | 1 | 1 | 1 | 1
| 1007 | 1 | 1 | 1 | 1 | 1 | 0 | 0.623 | 0 | 0.026482 | 0 | 1 | 1 | 1 | 1 | 1 | 1
| 1008 | 1 | 1 | 1 | 1 | 1 | 0 | 0.576 | 0 | 0.026482 | 0 | 1 | 1 | 1 | 1 | 1 | 1
| 1009 | 1 | 1 | 1 | 1 | 1 | 0 | 0.541 | 0 | 0.026482 | 0 | 1 | 1 | 1 | 1 | 1 | 1
| 1010 | 1 | 1 | 1 | 1 | 1 | 0 | 0.514 | 0 | 0.026482 | 0 | 1 | 1 | 1 | 1 | 1 | 1
| 1011 | 1 | 1 | 1 | 1 | 1 | 0 | 0.479 | 0 | 0.026482 | 0 | 1 | 1 | 1 | 1 | 1 | 1
| 1012 | 1 | 1 | 1 | 1 | 1 | 0 | 0.422 | 0 | 0.026482 | 0 | 1 | 1 | 1 | 1 | 1 | 1
| 1013 | 1 | 1 | 1 | 1 | 1 | 0 | 0.343 | 0 | 0.026482 | 0 | 1 | 1 | 1 | 1 | 1 | 1
| 1014 | 1 | 1 | 1 | 1 | 1 | 0 | 0.323 | 0 | 0.026482 | 0 | 1 | 1 | 1 | 1 | 1 | 1
| 1015 | 1 | 1 | 1 | 1 | 1 | 0.002 | 0.318 | 0 | 0.026482 | 0 | 1 | 1 | 1 | 1 | 1 | 1
| 1016 | 1 | 1 | 1 | 1 | 1 | 0.057 | 0.401 | 0 | 0.026482 | 0 | 1 | 1 | 1 | 1 | 1 | 1
| 1017 | 1 | 1 | 1 | 1 | 1 | 0.232 | 0.603 | 0 | 0.026482 | 0 | 1 | 1 | 1 | 1 | 1 | 1
| 1018 | 1 | 1 | 1 | 1 | 1 | 0.402 | 0.629 | 0 | 0.026482 | 0 | 1 | 1 | 1 | 1 | 1 | 1
| 1019 | 1 | 1 | 1 | 1 | 1 | 0.524 | 0.624 | 0 | 0.026482 | 0 | 1 | 1 | 1 | 1 | 1 | 1
| 1020 | 1 | 1 | 1 | 1 | 1 | 0.601 | 0.644 | 0 | 0.026482 | 0 | 1 | 1 | 1 | 1 | 1 | 1
| 1021 | 1 | 1 | 1 | 1 | 1 | 0.624 | 0.656 | 0 | 0.026482 | 0 | 1 | 1 | 1 | 1 | 1 | 1
| 1022 | 1 | 1 | 1 | 1 | 1 | 0.602 | 0.654 | 0 | 0.026482 | 0 | 1 | 1 | 1 | 1 | 1 | 1
| 1023 | 1 | 1 | 1 | 1 | 1 | 0.536 | 0.655 | 0 | 0.026482 | 0 | 1 | 1 | 1 | 1 | 1 | 1
| 1024 | 1 | 1 | 1 | 1 | 1 | 0.425 | 0.661 | 0 | 0.026482 | 0 | 1 | 1 | 1 | 1 | 1 | 1
| 1025 | 1 | 1 | 1 | 1 | 1 | 0.275 | 0.674 | 0 | 0.026482 | 0 | 1 | 1 | 1 | 1 | 1 | 1
| 1026 | 1 | 1 | 1 | 1 | 1 | 0.105 | 0.691 | 0 | 0.026482 | 0 | 1 | 1 | 1 | 1 | 1 | 1
| 1027 | 1 | 1 | 1 | 1 | 1 | 0.004 | 0.679 | 0 | 0.026482 | 0 | 1 | 1 | 1 | 1 | 1 | 1
| 1028 | 1 | 1 | 1 | 1 | 1 | 0 | 0.682 | 0 | 0.026482 | 0 | 1 | 1 | 1 | 1 | 1 | 1
| 1029 | 1 | 1 | 1 | 1 | 1 | 0 | 0.669 | 0 | 0.026482 | 0 | 1 | 1 | 1 | 1 | 1 | 1
| 1030 | 1 | 1 | 1 | 1 | 1 | 0 | 0.656 | 0 | 0.026482 | 0 | 1 | 1 | 1 | 1 | 1 | 1
| 1031 | 1 | 1 | 1 | 1 | 1 | 0 | 0.637 | 0 | 0.026482 | 0 | 1 | 1 | 1 | 1 | 1 | 1
| 1032 | 1 | 1 | 1 | 1 | 1 | 0 | 0.601 | 0 | 0.026482 | 0 | 1 | 1 | 1 | 1 | 1 | 1
| 1033 | 1 | 1 | 1 | 1 | 1 | 0 | 0.578 | 0 | 0.026482 | 0 | 1 | 1 | 1 | 1 | 1 | 1
| 1034 | 1 | 1 | 1 | 1 | 1 | 0 | 0.555 | 0 | 0.026482 | 0 | 1 | 1 | 1 | 1 | 1 | 1
| 1035 | 1 | 1 | 1 | 1 | 1 | 0 | 0.494 | 0 | 0.026482 | 0 | 1 | 1 | 1 | 1 | 1 | 1
| 1036 | 1 | 1 | 1 | 1 | 1 | 0 | 0.411 | 0 | 0.026482 | 0 | 1 | 1 | 1 | 1 | 1 | 1
| 1037 | 1 | 1 | 1 | 1 | 1 | 0 | 0.351 | 0 | 0.026482 | 0 | 1 | 1 | 1 | 1 | 1 | 1
| 1038 | 1 | 1 | 1 | 1 | 1 | 0 | 0.282 | 0 | 0.026482 | 0 | 1 | 1 | 1 | 1 | 1 | 1
| 1039 | 1 | 1 | 1 | 1 | 1 | 0.002 | 0.237 | 0 | 0.026482 | 0 | 1 | 1 | 1 | 1 | 1 | 1
| 1040 | 1 | 1 | 1 | 1 | 1 | 0.068 | 0.296 | 0 | 0.026482 | 0 | 1 | 1 | 1 | 1 | 1 | 1
| 1041 | 1 | 1 | 1 | 1 | 1 | 0.243 | 0.53 | 0 | 0.026482 | 0 | 1 | 1 | 1 | 1 | 1 | 1
| 1042 | 1 | 1 | 1 | 1 | 1 | 0.42 | 0.606 | 0 | 0.026482 | 0 | 1 | 1 | 1 | 1 | 1 | 1
| 1043 | 1 | 1 | 1 | 1 | 1 | 0.541 | 0.605 | 0 | 0.026482 | 0 | 1 | 1 | 1 | 1 | 1 | 1
| 1044 | 1 | 1 | 1 | 1 | 1 | 0.61 | 0.607 | 0 | 0.026482 | 0 | 1 | 1 | 1 | 1 | 1 | 1
| 1045 | 1 | 1 | 1 | 1 | 1 | 0.632 | 0.611 | 0 | 0.026482 | 0 | 1 | 1 | 1 | 1 | 1 | 1
| 1046 | 1 | 1 | 1 | 1 | 1 | 0.609 | 0.613 | 0 | 0.026482 | 0 | 1 | 1 | 1 | 1 | 1 | 1
| 1047 | 1 | 1 | 1 | 1 | 1 | 0.541 | 0.624 | 0 | 0.026482 | 0 | 1 | 1 | 1 | 1 | 1 | 1
| 1048 | 1 | 1 | 1 | 1 | 1 | 0.43 | 0.645 | 0 | 0.026482 | 0 | 1 | 1 | 1 | 1 | 1 | 1
| 1049 | 1 | 1 | 1 | 1 | 1 | 0.274 | 0.673 | 0 | 0.026482 | 0 | 1 | 1 | 1 | 1 | 1 | 1
| 1050 | 1 | 1 | 1 | 1 | 1 | 0.107 | 0.704 | 0 | 0.026482 | 0 | 1 | 1 | 1 | 1 | 1 | 1
| 1051 | 1 | 1 | 1 | 1 | 1 | 0.005 | 0.704 | 0 | 0.026482 | 0 | 1 | 1 | 1 | 1 | 1 | 1
| 1052 | 1 | 1 | 1 | 1 | 1 | 0 | 0.695 | 0 | 0.026482 | 0 | 1 | 1 | 1 | 1 | 1 | 1
| 1053 | 1 | 1 | 1 | 1 | 1 | 0 | 0.676 | 0 | 0.026482 | 0 | 1 | 1 | 1 | 1 | 1 | 1
| 1054 | 1 | 1 | 1 | 1 | 1 | 0 | 0.633 | 0 | 0.026482 | 0 | 1 | 1 | 1 | 1 | 1 | 1
| 1055 | 1 | 1 | 1 | 1 | 1 | 0 | 0.568 | 0 | 0.026482 | 0 | 1 | 1 | 1 | 1 | 1 | 1
| 1056 | 1 | 1 | 1 | 1 | 1 | 0 | 0.465 | 0 | 0.026482 | 0 | 1 | 1 | 1 | 1 | 1 | 1
| 1057 | 1 | 1 | 1 | 1 | 1 | 0 | 0.494 | 0 | 0.026482 | 0 | 1 | 1 | 1 | 1 | 1 | 1
| 1058 | 1 | 1 | 1 | 1 | 1 | 0 | 0.466 | 0 | 0.026482 | 0 | 1 | 1 | 1 | 1 | 1 | 1
| 1059 | 1 | 1 | 1 | 1 | 1 | 0 | 0.439 | 0 | 0.026482 | 0 | 1 | 1 | 1 | 1 | 1 | 1
| 1060 | 1 | 1 | 1 | 1 | 1 | 0 | 0.428 | 0 | 0.026482 | 0 | 1 | 1 | 1 | 1 | 1 | 1
| 1061 | 1 | 1 | 1 | 1 | 1 | 0 | 0.414 | 0 | 0.026482 | 0 | 1 | 1 | 1 | 1 | 1 | 1
| 1062 | 1 | 1 | 1 | 1 | 1 | 0 | 0.36 | 0 | 0.026482 | 0 | 1 | 1 | 1 | 1 | 1 | 1
| 1063 | 1 | 1 | 1 | 1 | 1 | 0.002 | 0.295 | 0 | 0.026482 | 0 | 1 | 1 | 1 | 1 | 1 | 1
| 1064 | 1 | 1 | 1 | 1 | 1 | 0.059 | 0.277 | 0 | 0.026482 | 0 | 1 | 1 | 1 | 1 | 1 | 1
| 1065 | 1 | 1 | 1 | 1 | 1 | 0.248 | 0.537 | 0 | 0.026482 | 0 | 1 | 1 | 1 | 1 | 1 | 1
| 1066 | 1 | 1 | 1 | 1 | 1 | 0.413 | 0.621 | 0 | 0.026482 | 0 | 1 | 1 | 1 | 1 | 1 | 1
| 1067 | 1 | 1 | 1 | 1 | 1 | 0.531 | 0.624 | 0 | 0.026482 | 0 | 1 | 1 | 1 | 1 | 1 | 1
| 1068 | 1 | 1 | 1 | 1 | 1 | 0.6 | 0.601 | 0 | 0.026482 | 0 | 1 | 1 | 1 | 1 | 1 | 1
| 1069 | 1 | 1 | 1 | 1 | 1 | 0.621 | 0.569 | 0 | 0.026482 | 0 | 1 | 1 | 1 | 1 | 1 | 1
| 1070 | 1 | 1 | 1 | 1 | 1 | 0.598 | 0.566 | 0 | 0.026482 | 0 | 1 | 1 | 1 | 1 | 1 | 1
| 1071 | 1 | 1 | 1 | 1 | 1 | 0.532 | 0.575 | 0 | 0.026482 | 0 | 1 | 1 | 1 | 1 | 1 | 1
| 1072 | 1 | 1 | 1 | 1 | 1 | 0.423 | 0.591 | 0 | 0.026482 | 0 | 1 | 1 | 1 | 1 | 1 | 1
| 1073 | 1 | 1 | 1 | 1 | 1 | 0.277 | 0.61 | 0 | 0.026482 | 0 | 1 | 1 | 1 | 1 | 1 | 1
| 1074 | 1 | 1 | 1 | 1 | 1 | 0.108 | 0.631 | 0 | 0.026482 | 0 | 1 | 1 | 1 | 1 | 1 | 1
| 1075 | 1 | 1 | 1 | 1 | 1 | 0.004 | 0.613 | 0 | 0.026482 | 0 | 1 | 1 | 1 | 1 | 1 | 1
| 1076 | 1 | 1 | 1 | 1 | 1 | 0 | 0.583 | 0 | 0.026482 | 0 | 1 | 1 | 1 | 1 | 1 | 1
| 1077 | 1 | 1 | 1 | 1 | 1 | 0 | 0.552 | 0 | 0.026482 | 0 | 1 | 1 | 1 | 1 | 1 | 1
| 1078 | 1 | 1 | 1 | 1 | 1 | 0 | 0.527 | 0 | 0.026482 | 0 | 1 | 1 | 1 | 1 | 1 | 1
| 1079 | 1 | 1 | 1 | 1 | 1 | 0 | 0.459 | 0 | 0.026482 | 0 | 1 | 1 | 1 | 1 | 1 | 1
| 1080 | 1 | 1 | 1 | 1 | 1 | 0 | 0.393 | 0 | 0.026482 | 0 | 1 | 1 | 1 | 1 | 1 | 1
| 1081 | 1 | 1 | 1 | 1 | 1 | 0 | 0.361 | 0 | 0.026482 | 0 | 1 | 1 | 1 | 1 | 1 | 1
| 1082 | 1 | 1 | 1 | 1 | 1 | 0 | 0.341 | 0 | 0.026482 | 0 | 1 | 1 | 1 | 1 | 1 | 1
| 1083 | 1 | 1 | 1 | 1 | 1 | 0 | 0.328 | 0 | 0.026482 | 0 | 1 | 1 | 1 | 1 | 1 | 1
| 1084 | 1 | 1 | 1 | 1 | 1 | 0 | 0.316 | 0 | 0.026482 | 0 | 1 | 1 | 1 | 1 | 1 | 1
| 1085 | 1 | 1 | 1 | 1 | 1 | 0 | 0.304 | 0 | 0.026482 | 0 | 1 | 1 | 1 | 1 | 1 | 1
| 1086 | 1 | 1 | 1 | 1 | 1 | 0 | 0.284 | 0 | 0.026482 | 0 | 1 | 1 | 1 | 1 | 1 | 1
| 1087 | 1 | 1 | 1 | 1 | 1 | 0.002 | 0.257 | 0 | 0.026482 | 0 | 1 | 1 | 1 | 1 | 1 | 1
| 1088 | 1 | 1 | 1 | 1 | 1 | 0.061 | 0.231 | 0 | 0.026482 | 0 | 1 | 1 | 1 | 1 | 1 | 1
| 1089 | 1 | 1 | 1 | 1 | 1 | 0.251 | 0.311 | 0 | 0.026482 | 0 | 1 | 1 | 1 | 1 | 1 | 1
| 1090 | 1 | 1 | 1 | 1 | 1 | 0.418 | 0.349 | 0 | 0.026482 | 0 | 1 | 1 | 1 | 1 | 1 | 1
| 1091 | 1 | 1 | 1 | 1 | 1 | 0.535 | 0.367 | 0 | 0.026482 | 0 | 1 | 1 | 1 | 1 | 1 | 1
| 1092 | 1 | 1 | 1 | 1 | 1 | 0.603 | 0.353 | 0 | 0.026482 | 0 | 1 | 1 | 1 | 1 | 1 | 1
| 1093 | 1 | 1 | 1 | 1 | 1 | 0.62 | 0.343 | 0 | 0.026482 | 0 | 1 | 1 | 1 | 1 | 1 | 1
| 1094 | 1 | 1 | 1 | 1 | 1 | 0.591 | 0.354 | 0 | 0.026482 | 0 | 1 | 1 | 1 | 1 | 1 | 1
| 1095 | 1 | 1 | 1 | 1 | 1 | 0.525 | 0.372 | 0 | 0.026482 | 0 | 1 | 1 | 1 | 1 | 1 | 1
| 1096 | 1 | 1 | 1 | 1 | 1 | 0.409 | 0.403 | 0 | 0.026482 | 0 | 1 | 1 | 1 | 1 | 1 | 1
| 1097 | 1 | 1 | 1 | 1 | 1 | 0.249 | 0.446 | 0 | 0.026482 | 0 | 1 | 1 | 1 | 1 | 1 | 1
| 1098 | 1 | 1 | 1 | 1 | 1 | 0.093 | 0.545 | 0 | 0.026482 | 0 | 1 | 1 | 1 | 1 | 1 | 1
| 1099 | 1 | 1 | 1 | 1 | 1 | 0.004 | 0.615 | 0 | 0.026482 | 0 | 1 | 1 | 1 | 1 | 1 | 1
| 1100 | 1 | 1 | 1 | 1 | 1 | 0 | 0.624 | 0 | 0.026482 | 0 | 1 | 1 | 1 | 1 | 1 | 1
| 1101 | 1 | 1 | 1 | 1 | 1 | 0 | 0.628 | 0 | 0.026482 | 0 | 1 | 1 | 1 | 1 | 1 | 1
| 1102 | 1 | 1 | 1 | 1 | 1 | 0 | 0.606 | 0 | 0.026482 | 0 | 1 | 1 | 1 | 1 | 1 | 1
| 1103 | 1 | 1 | 1 | 1 | 1 | 0 | 0.532 | 0 | 0.026482 | 0 | 1 | 1 | 1 | 1 | 1 | 1
| 1104 | 1 | 1 | 1 | 1 | 1 | 0 | 0.479 | 0 | 0.026482 | 0 | 1 | 1 | 1 | 1 | 1 | 1
| 1105 | 1 | 1 | 1 | 1 | 1 | 0 | 0.441 | 0 | 0.026482 | 0 | 1 | 1 | 1 | 1 | 1 | 1
| 1106 | 1 | 1 | 1 | 1 | 1 | 0 | 0.395 | 0 | 0.026482 | 0 | 1 | 1 | 1 | 1 | 1 | 1
| 1107 | 1 | 1 | 1 | 1 | 1 | 0 | 0.41 | 0 | 0.026482 | 0 | 1 | 1 | 1 | 1 | 1 | 1
| 1108 | 1 | 1 | 1 | 1 | 1 | 0 | 0.338 | 0 | 0.026482 | 0 | 1 | 1 | 1 | 1 | 1 | 1
| 1109 | 1 | 1 | 1 | 1 | 1 | 0 | 0.309 | 0 | 0.026482 | 0 | 1 | 1 | 1 | 1 | 1 | 1
| 1110 | 1 | 1 | 1 | 1 | 1 | 0 | 0.241 | 0 | 0.026482 | 0 | 1 | 1 | 1 | 1 | 1 | 1
| 1111 | 1 | 1 | 1 | 1 | 1 | 0.002 | 0.206 | 0 | 0.026482 | 0 | 1 | 1 | 1 | 1 | 1 | 1
| 1112 | 1 | 1 | 1 | 1 | 1 | 0.081 | 0.217 | 0 | 0.026482 | 0 | 1 | 1 | 1 | 1 | 1 | 1
| 1113 | 1 | 1 | 1 | 1 | 1 | 0.213 | 0.398 | 0 | 0.026482 | 0 | 1 | 1 | 1 | 1 | 1 | 1
| 1114 | 1 | 1 | 1 | 1 | 1 | 0.334 | 0.44 | 0 | 0.026482 | 0 | 1 | 1 | 1 | 1 | 1 | 1
| 1115 | 1 | 1 | 1 | 1 | 1 | 0.478 | 0.428 | 0 | 0.026482 | 0 | 1 | 1 | 1 | 1 | 1 | 1
| 1116 | 1 | 1 | 1 | 1 | 1 | 0.59 | 0.421 | 0 | 0.026482 | 0 | 1 | 1 | 1 | 1 | 1 | 1
| 1117 | 1 | 1 | 1 | 1 | 1 | 0.559 | 0.416 | 0 | 0.026482 | 0 | 1 | 1 | 1 | 1 | 1 | 1
| 1118 | 1 | 1 | 1 | 1 | 1 | 0.441 | 0.468 | 0 | 0.026482 | 0 | 1 | 1 | 1 | 1 | 1 | 1
| 1119 | 1 | 1 | 1 | 1 | 1 | 0.409 | 0.556 | 0 | 0.026482 | 0 | 1 | 1 | 1 | 1 | 1 | 1
| 1120 | 1 | 1 | 1 | 1 | 1 | 0.308 | 0.592 | 0 | 0.026482 | 0 | 1 | 1 | 1 | 1 | 1 | 1
| 1121 | 1 | 1 | 1 | 1 | 1 | 0.21 | 0.61 | 0 | 0.026482 | 0 | 1 | 1 | 1 | 1 | 1 | 1
| 1122 | 1 | 1 | 1 | 1 | 1 | 0.092 | 0.63 | 0 | 0.026482 | 0 | 1 | 1 | 1 | 1 | 1 | 1
| 1123 | 1 | 1 | 1 | 1 | 1 | 0.005 | 0.596 | 0 | 0.026482 | 0 | 1 | 1 | 1 | 1 | 1 | 1
| 1124 | 1 | 1 | 1 | 1 | 1 | 0 | 0.529 | 0 | 0.026482 | 0 | 1 | 1 | 1 | 1 | 1 | 1
| 1125 | 1 | 1 | 1 | 1 | 1 | 0 | 0.484 | 0 | 0.026482 | 0 | 1 | 1 | 1 | 1 | 1 | 1
| 1126 | 1 | 1 | 1 | 1 | 1 | 0 | 0.432 | 0 | 0.026482 | 0 | 1 | 1 | 1 | 1 | 1 | 1
| 1127 | 1 | 1 | 1 | 1 | 1 | 0 | 0.39 | 0 | 0.026482 | 0 | 1 | 1 | 1 | 1 | 1 | 1
| 1128 | 1 | 1 | 1 | 1 | 1 | 0 | 0.343 | 0 | 0.026482 | 0 | 1 | 1 | 1 | 1 | 1 | 1
| 1129 | 1 | 1 | 1 | 1 | 1 | 0 | 0.318 | 0 | 0.026482 | 0 | 1 | 1 | 1 | 1 | 1 | 1
| 1130 | 1 | 1 | 1 | 1 | 1 | 0 | 0.312 | 0 | 0.026482 | 0 | 1 | 1 | 1 | 1 | 1 | 1
| 1131 | 1 | 1 | 1 | 1 | 1 | 0 | 0.301 | 0 | 0.026482 | 0 | 1 | 1 | 1 | 1 | 1 | 1
| 1132 | 1 | 1 | 1 | 1 | 1 | 0 | 0.363 | 0 | 0.026482 | 0 | 1 | 1 | 1 | 1 | 1 | 1
| 1133 | 1 | 1 | 1 | 1 | 1 | 0 | 0.32 | 0 | 0.026482 | 0 | 1 | 1 | 1 | 1 | 1 | 1
| 1134 | 1 | 1 | 1 | 1 | 1 | 0 | 0.289 | 0 | 0.026482 | 0 | 1 | 1 | 1 | 1 | 1 | 1
| 1135 | 1 | 1 | 1 | 1 | 1 | 0.002 | 0.249 | 0 | 0.026482 | 0 | 1 | 1 | 1 | 1 | 1 | 1
| 1136 | 1 | 1 | 1 | 1 | 1 | 0.076 | 0.324 | 0 | 0.026482 | 0 | 1 | 1 | 1 | 1 | 1 | 1
| 1137 | 1 | 1 | 1 | 1 | 1 | 0.252 | 0.511 | 0 | 0.026482 | 0 | 1 | 1 | 1 | 1 | 1 | 1
| 1138 | 1 | 1 | 1 | 1 | 1 | 0.419 | 0.59 | 0 | 0.026482 | 0 | 1 | 1 | 1 | 1 | 1 | 1
| 1139 | 1 | 1 | 1 | 1 | 1 | 0.537 | 0.595 | 0 | 0.026482 | 0 | 1 | 1 | 1 | 1 | 1 | 1
| 1140 | 1 | 1 | 1 | 1 | 1 | 0.606 | 0.587 | 0 | 0.026482 | 0 | 1 | 1 | 1 | 1 | 1 | 1
| 1141 | 1 | 1 | 1 | 1 | 1 | 0.628 | 0.601 | 0 | 0.026482 | 0 | 1 | 1 | 1 | 1 | 1 | 1
| 1142 | 1 | 1 | 1 | 1 | 1 | 0.605 | 0.62 | 0 | 0.026482 | 0 | 1 | 1 | 1 | 1 | 1 | 1
| 1143 | 1 | 1 | 1 | 1 | 1 | 0.536 | 0.635 | 0 | 0.026482 | 0 | 1 | 1 | 1 | 1 | 1 | 1
| 1144 | 1 | 1 | 1 | 1 | 1 | 0.428 | 0.644 | 0 | 0.026482 | 0 | 1 | 1 | 1 | 1 | 1 | 1
| 1145 | 1 | 1 | 1 | 1 | 1 | 0.278 | 0.651 | 0 | 0.026482 | 0 | 1 | 1 | 1 | 1 | 1 | 1
| 1146 | 1 | 1 | 1 | 1 | 1 | 0.113 | 0.654 | 0 | 0.026482 | 0 | 1 | 1 | 1 | 1 | 1 | 1
| 1147 | 1 | 1 | 1 | 1 | 1 | 0.004 | 0.634 | 0 | 0.026482 | 0 | 1 | 1 | 1 | 1 | 1 | 1
| 1148 | 1 | 1 | 1 | 1 | 1 | 0 | 0.612 | 0 | 0.026482 | 0 | 1 | 1 | 1 | 1 | 1 | 1
| 1149 | 1 | 1 | 1 | 1 | 1 | 0 | 0.59 | 0 | 0.026482 | 0 | 1 | 1 | 1 | 1 | 1 | 1
| 1150 | 1 | 1 | 1 | 1 | 1 | 0 | 0.548 | 0 | 0.026482 | 0 | 1 | 1 | 1 | 1 | 1 | 1
| 1151 | 1 | 1 | 1 | 1 | 1 | 0 | 0.519 | 0 | 0.026482 | 0 | 1 | 1 | 1 | 1 | 1 | 1
| 1152 | 1 | 1 | 1 | 1 | 1 | 0 | 0.476 | 0 | 0.026482 | 0 | 1 | 1 | 1 | 1 | 1 | 1
| 1153 | 1 | 1 | 1 | 1 | 1 | 0 | 0.42 | 0 | 0.026482 | 0 | 1 | 1 | 1 | 1 | 1 | 1
| 1154 | 1 | 1 | 1 | 1 | 1 | 0 | 0.376 | 0 | 0.026482 | 0 | 1 | 1 | 1 | 1 | 1 | 1
| 1155 | 1 | 1 | 1 | 1 | 1 | 0 | 0.352 | 0 | 0.026482 | 0 | 1 | 1 | 1 | 1 | 1 | 1
| 1156 | 1 | 1 | 1 | 1 | 1 | 0 | 0.328 | 0 | 0.026482 | 0 | 1 | 1 | 1 | 1 | 1 | 1
| 1157 | 1 | 1 | 1 | 1 | 1 | 0 | 0.32 | 0 | 0.026482 | 0 | 1 | 1 | 1 | 1 | 1 | 1
| 1158 | 1 | 1 | 1 | 1 | 1 | 0 | 0.32 | 0 | 0.026482 | 0 | 1 | 1 | 1 | 1 | 1 | 1
| 1159 | 1 | 1 | 1 | 1 | 1 | 0.001 | 0.303 | 0 | 0.026482 | 0 | 1 | 1 | 1 | 1 | 1 | 1
| 1160 | 1 | 1 | 1 | 1 | 1 | 0.064 | 0.223 | 0 | 0.026482 | 0 | 1 | 1 | 1 | 1 | 1 | 1
| 1161 | 1 | 1 | 1 | 1 | 1 | 0.266 | 0.266 | 0 | 0.026482 | 0 | 1 | 1 | 1 | 1 | 1 | 1
| 1162 | 1 | 1 | 1 | 1 | 1 | 0.432 | 0.217 | 0 | 0.026482 | 0 | 1 | 1 | 1 | 1 | 1 | 1
| 1163 | 1 | 1 | 1 | 1 | 1 | 0.549 | 0.177 | 0 | 0.026482 | 0 | 1 | 1 | 1 | 1 | 1 | 1
| 1164 | 1 | 1 | 1 | 1 | 1 | 0.616 | 0.177 | 0 | 0.026482 | 0 | 1 | 1 | 1 | 1 | 1 | 1
| 1165 | 1 | 1 | 1 | 1 | 1 | 0.637 | 0.203 | 0 | 0.026482 | 0 | 1 | 1 | 1 | 1 | 1 | 1
| 1166 | 1 | 1 | 1 | 1 | 1 | 0.615 | 0.231 | 0 | 0.026482 | 0 | 1 | 1 | 1 | 1 | 1 | 1
| 1167 | 1 | 1 | 1 | 1 | 1 | 0.549 | 0.251 | 0 | 0.026482 | 0 | 1 | 1 | 1 | 1 | 1 | 1
| 1168 | 1 | 1 | 1 | 1 | 1 | 0.439 | 0.272 | 0 | 0.026482 | 0 | 1 | 1 | 1 | 1 | 1 | 1
| 1169 | 1 | 1 | 1 | 1 | 1 | 0.285 | 0.302 | 0 | 0.026482 | 0 | 1 | 1 | 1 | 1 | 1 | 1
| 1170 | 1 | 1 | 1 | 1 | 1 | 0.112 | 0.367 | 0 | 0.026482 | 0 | 1 | 1 | 1 | 1 | 1 | 1
| 1171 | 1 | 1 | 1 | 1 | 1 | 0.004 | 0.51 | 0 | 0.026482 | 0 | 1 | 1 | 1 | 1 | 1 | 1
| 1172 | 1 | 1 | 1 | 1 | 1 | 0 | 0.657 | 0 | 0.026482 | 0 | 1 | 1 | 1 | 1 | 1 | 1
| 1173 | 1 | 1 | 1 | 1 | 1 | 0 | 0.68 | 0 | 0.026482 | 0 | 1 | 1 | 1 | 1 | 1 | 1
| 1174 | 1 | 1 | 1 | 1 | 1 | 0 | 0.66 | 0 | 0.026482 | 0 | 1 | 1 | 1 | 1 | 1 | 1
| 1175 | 1 | 1 | 1 | 1 | 1 | 0 | 0.519 | 0 | 0.026482 | 0 | 1 | 1 | 1 | 1 | 1 | 1
| 1176 | 1 | 1 | 1 | 1 | 1 | 0 | 0.349 | 0 | 0.026482 | 0 | 1 | 1 | 1 | 1 | 1 | 1
| 1177 | 1 | 1 | 1 | 1 | 1 | 0 | 0.245 | 0 | 0.026482 | 0 | 1 | 1 | 1 | 1 | 1 | 1
| 1178 | 1 | 1 | 1 | 1 | 1 | 0 | 0.189 | 0 | 0.026482 | 0 | 1 | 1 | 1 | 1 | 1 | 1
| 1179 | 1 | 1 | 1 | 1 | 1 | 0 | 0.167 | 0 | 0.026482 | 0 | 1 | 1 | 1 | 1 | 1 | 1
| 1180 | 1 | 1 | 1 | 1 | 1 | 0 | 0.16 | 0 | 0.026482 | 0 | 1 | 1 | 1 | 1 | 1 | 1
| 1181 | 1 | 1 | 1 | 1 | 1 | 0 | 0.13 | 0 | 0.026482 | 0 | 1 | 1 | 1 | 1 | 1 | 1
| 1182 | 1 | 1 | 1 | 1 | 1 | 0 | 0.09 | 0 | 0.026482 | 0 | 1 | 1 | 1 | 1 | 1 | 1
| 1183 | 1 | 1 | 1 | 1 | 1 | 0.002 | 0.068 | 0 | 0.026482 | 0 | 1 | 1 | 1 | 1 | 1 | 1
| 1184 | 1 | 1 | 1 | 1 | 1 | 0.079 | 0.051 | 0 | 0.026482 | 0 | 1 | 1 | 1 | 1 | 1 | 1
| 1185 | 1 | 1 | 1 | 1 | 1 | 0.241 | 0.102 | 0 | 0.026482 | 0 | 1 | 1 | 1 | 1 | 1 | 1
| 1186 | 1 | 1 | 1 | 1 | 1 | 0.395 | 0.161 | 0 | 0.026482 | 0 | 1 | 1 | 1 | 1 | 1 | 1
| 1187 | 1 | 1 | 1 | 1 | 1 | 0.513 | 0.249 | 0 | 0.026482 | 0 | 1 | 1 | 1 | 1 | 1 | 1
| 1188 | 1 | 1 | 1 | 1 | 1 | 0.583 | 0.367 | 0 | 0.026482 | 0 | 1 | 1 | 1 | 1 | 1 | 1
| 1189 | 1 | 1 | 1 | 1 | 1 | 0.571 | 0.446 | 0 | 0.026482 | 0 | 1 | 1 | 1 | 1 | 1 | 1
| 1190 | 1 | 1 | 1 | 1 | 1 | 0.526 | 0.485 | 0 | 0.026482 | 0 | 1 | 1 | 1 | 1 | 1 | 1
| 1191 | 1 | 1 | 1 | 1 | 1 | 0.47 | 0.51 | 0 | 0.026482 | 0 | 1 | 1 | 1 | 1 | 1 | 1
| 1192 | 1 | 1 | 1 | 1 | 1 | 0.369 | 0.528 | 0 | 0.026482 | 0 | 1 | 1 | 1 | 1 | 1 | 1
| 1193 | 1 | 1 | 1 | 1 | 1 | 0.249 | 0.539 | 0 | 0.026482 | 0 | 1 | 1 | 1 | 1 | 1 | 1
| 1194 | 1 | 1 | 1 | 1 | 1 | 0.108 | 0.547 | 0 | 0.026482 | 0 | 1 | 1 | 1 | 1 | 1 | 1
| 1195 | 1 | 1 | 1 | 1 | 1 | 0.005 | 0.541 | 0 | 0.026482 | 0 | 1 | 1 | 1 | 1 | 1 | 1
| 1196 | 1 | 1 | 1 | 1 | 1 | 0 | 0.569 | 0 | 0.026482 | 0 | 1 | 1 | 1 | 1 | 1 | 1
| 1197 | 1 | 1 | 1 | 1 | 1 | 0 | 0.586 | 0 | 0.026482 | 0 | 1 | 1 | 1 | 1 | 1 | 1
| 1198 | 1 | 1 | 1 | 1 | 1 | 0 | 0.595 | 0 | 0.026482 | 0 | 1 | 1 | 1 | 1 | 1 | 1
| 1199 | 1 | 1 | 1 | 1 | 1 | 0 | 0.586 | 0 | 0.026482 | 0 | 1 | 1 | 1 | 1 | 1 | 1
| 1200 | 1 | 1 | 1 | 1 | 1 | 0 | 0.523 | 0 | 0.026482 | 0 | 1 | 1 | 1 | 1 | 1 | 1
| 1201 | 1 | 1 | 1 | 1 | 1 | 0 | 0.413 | 0 | 0.026482 | 0 | 1 | 1 | 1 | 1 | 1 | 1
| 1202 | 1 | 1 | 1 | 1 | 1 | 0 | 0.349 | 0 | 0.026482 | 0 | 1 | 1 | 1 | 1 | 1 | 1
| 1203 | 1 | 1 | 1 | 1 | 1 | 0 | 0.291 | 0 | 0.026482 | 0 | 1 | 1 | 1 | 1 | 1 | 1
| 1204 | 1 | 1 | 1 | 1 | 1 | 0 | 0.244 | 0 | 0.026482 | 0 | 1 | 1 | 1 | 1 | 1 | 1
| 1205 | 1 | 1 | 1 | 1 | 1 | 0 | 0.249 | 0 | 0.026482 | 0 | 1 | 1 | 1 | 1 | 1 | 1
| 1206 | 1 | 1 | 1 | 1 | 1 | 0 | 0.261 | 0 | 0.026482 | 0 | 1 | 1 | 1 | 1 | 1 | 1
| 1207 | 1 | 1 | 1 | 1 | 1 | 0.002 | 0.231 | 0 | 0.026482 | 0 | 1 | 1 | 1 | 1 | 1 | 1
| 1208 | 1 | 1 | 1 | 1 | 1 | 0.083 | 0.349 | 0 | 0.026482 | 0 | 1 | 1 | 1 | 1 | 1 | 1
| 1209 | 1 | 1 | 1 | 1 | 1 | 0.226 | 0.459 | 0 | 0.026482 | 0 | 1 | 1 | 1 | 1 | 1 | 1
| 1210 | 1 | 1 | 1 | 1 | 1 | 0.335 | 0.526 | 0 | 0.026482 | 0 | 1 | 1 | 1 | 1 | 1 | 1
| 1211 | 1 | 1 | 1 | 1 | 1 | 0.488 | 0.565 | 0 | 0.026482 | 0 | 1 | 1 | 1 | 1 | 1 | 1
| 1212 | 1 | 1 | 1 | 1 | 1 | 0.591 | 0.589 | 0 | 0.026482 | 0 | 1 | 1 | 1 | 1 | 1 | 1
| 1213 | 1 | 1 | 1 | 1 | 1 | 0.607 | 0.616 | 0 | 0.026482 | 0 | 1 | 1 | 1 | 1 | 1 | 1
| 1214 | 1 | 1 | 1 | 1 | 1 | 0.582 | 0.656 | 0 | 0.026482 | 0 | 1 | 1 | 1 | 1 | 1 | 1
| 1215 | 1 | 1 | 1 | 1 | 1 | 0.512 | 0.693 | 0 | 0.026482 | 0 | 1 | 1 | 1 | 1 | 1 | 1
| 1216 | 1 | 1 | 1 | 1 | 1 | 0.398 | 0.717 | 0 | 0.026482 | 0 | 1 | 1 | 1 | 1 | 1 | 1
| 1217 | 1 | 1 | 1 | 1 | 1 | 0.252 | 0.731 | 0 | 0.026482 | 0 | 1 | 1 | 1 | 1 | 1 | 1
| 1218 | 1 | 1 | 1 | 1 | 1 | 0.106 | 0.725 | 0 | 0.026482 | 0 | 1 | 1 | 1 | 1 | 1 | 1
| 1219 | 1 | 1 | 1 | 1 | 1 | 0.004 | 0.689 | 0 | 0.026482 | 0 | 1 | 1 | 1 | 1 | 1 | 1
| 1220 | 1 | 1 | 1 | 1 | 1 | 0 | 0.628 | 0 | 0.026482 | 0 | 1 | 1 | 1 | 1 | 1 | 1
| 1221 | 1 | 1 | 1 | 1 | 1 | 0 | 0.592 | 0 | 0.026482 | 0 | 1 | 1 | 1 | 1 | 1 | 1
| 1222 | 1 | 1 | 1 | 1 | 1 | 0 | 0.588 | 0 | 0.026482 | 0 | 1 | 1 | 1 | 1 | 1 | 1
| 1223 | 1 | 1 | 1 | 1 | 1 | 0 | 0.556 | 0 | 0.026482 | 0 | 1 | 1 | 1 | 1 | 1 | 1
| 1224 | 1 | 1 | 1 | 1 | 1 | 0 | 0.551 | 0 | 0.026482 | 0 | 1 | 1 | 1 | 1 | 1 | 1
| 1225 | 1 | 1 | 1 | 1 | 1 | 0 | 0.568 | 0 | 0.026482 | 0 | 1 | 1 | 1 | 1 | 1 | 1
| 1226 | 1 | 1 | 1 | 1 | 1 | 0 | 0.541 | 0 | 0.026482 | 0 | 1 | 1 | 1 | 1 | 1 | 1
| 1227 | 1 | 1 | 1 | 1 | 1 | 0 | 0.433 | 0 | 0.026482 | 0 | 1 | 1 | 1 | 1 | 1 | 1
| 1228 | 1 | 1 | 1 | 1 | 1 | 0 | 0.372 | 0 | 0.026482 | 0 | 1 | 1 | 1 | 1 | 1 | 1
| 1229 | 1 | 1 | 1 | 1 | 1 | 0 | 0.376 | 0 | 0.026482 | 0 | 1 | 1 | 1 | 1 | 1 | 1
| 1230 | 1 | 1 | 1 | 1 | 1 | 0 | 0.51 | 0 | 0.026482 | 0 | 1 | 1 | 1 | 1 | 1 | 1
| 1231 | 1 | 1 | 1 | 1 | 1 | 0.001 | 0.523 | 0 | 0.026482 | 0 | 1 | 1 | 1 | 1 | 1 | 1
| 1232 | 1 | 1 | 1 | 1 | 1 | 0.075 | 0.56 | 0 | 0.026482 | 0 | 1 | 1 | 1 | 1 | 1 | 1
| 1233 | 1 | 1 | 1 | 1 | 1 | 0.234 | 0.592 | 0 | 0.026482 | 0 | 1 | 1 | 1 | 1 | 1 | 1
| 1234 | 1 | 1 | 1 | 1 | 1 | 0.392 | 0.649 | 0 | 0.026482 | 0 | 1 | 1 | 1 | 1 | 1 | 1
| 1235 | 1 | 1 | 1 | 1 | 1 | 0.531 | 0.684 | 0 | 0.026482 | 0 | 1 | 1 | 1 | 1 | 1 | 1
| 1236 | 1 | 1 | 1 | 1 | 1 | 0.573 | 0.697 | 0 | 0.026482 | 0 | 1 | 1 | 1 | 1 | 1 | 1
| 1237 | 1 | 1 | 1 | 1 | 1 | 0.604 | 0.695 | 0 | 0.026482 | 0 | 1 | 1 | 1 | 1 | 1 | 1
| 1238 | 1 | 1 | 1 | 1 | 1 | 0.592 | 0.697 | 0 | 0.026482 | 0 | 1 | 1 | 1 | 1 | 1 | 1
| 1239 | 1 | 1 | 1 | 1 | 1 | 0.535 | 0.704 | 0 | 0.026482 | 0 | 1 | 1 | 1 | 1 | 1 | 1
| 1240 | 1 | 1 | 1 | 1 | 1 | 0.426 | 0.718 | 0 | 0.026482 | 0 | 1 | 1 | 1 | 1 | 1 | 1
| 1241 | 1 | 1 | 1 | 1 | 1 | 0.286 | 0.738 | 0 | 0.026482 | 0 | 1 | 1 | 1 | 1 | 1 | 1
| 1242 | 1 | 1 | 1 | 1 | 1 | 0.115 | 0.753 | 0 | 0.026482 | 0 | 1 | 1 | 1 | 1 | 1 | 1
| 1243 | 1 | 1 | 1 | 1 | 1 | 0.005 | 0.734 | 0 | 0.026482 | 0 | 1 | 1 | 1 | 1 | 1 | 1
| 1244 | 1 | 1 | 1 | 1 | 1 | 0 | 0.688 | 0 | 0.026482 | 0 | 1 | 1 | 1 | 1 | 1 | 1
| 1245 | 1 | 1 | 1 | 1 | 1 | 0 | 0.658 | 0 | 0.026482 | 0 | 1 | 1 | 1 | 1 | 1 | 1
| 1246 | 1 | 1 | 1 | 1 | 1 | 0 | 0.628 | 0 | 0.026482 | 0 | 1 | 1 | 1 | 1 | 1 | 1
| 1247 | 1 | 1 | 1 | 1 | 1 | 0 | 0.547 | 0 | 0.026482 | 0 | 1 | 1 | 1 | 1 | 1 | 1
| 1248 | 1 | 1 | 1 | 1 | 1 | 0 | 0.488 | 0 | 0.026482 | 0 | 1 | 1 | 1 | 1 | 1 | 1
| 1249 | 1 | 1 | 1 | 1 | 1 | 0 | 0.486 | 0 | 0.026482 | 0 | 1 | 1 | 1 | 1 | 1 | 1
| 1250 | 1 | 1 | 1 | 1 | 1 | 0 | 0.424 | 0 | 0.026482 | 0 | 1 | 1 | 1 | 1 | 1 | 1
| 1251 | 1 | 1 | 1 | 1 | 1 | 0 | 0.371 | 0 | 0.026482 | 0 | 1 | 1 | 1 | 1 | 1 | 1
| 1252 | 1 | 1 | 1 | 1 | 1 | 0 | 0.302 | 0 | 0.026482 | 0 | 1 | 1 | 1 | 1 | 1 | 1
| 1253 | 1 | 1 | 1 | 1 | 1 | 0 | 0.254 | 0 | 0.026482 | 0 | 1 | 1 | 1 | 1 | 1 | 1
| 1254 | 1 | 1 | 1 | 1 | 1 | 0 | 0.196 | 0 | 0.026482 | 0 | 1 | 1 | 1 | 1 | 1 | 1
| 1255 | 1 | 1 | 1 | 1 | 1 | 0.002 | 0.163 | 0 | 0.026482 | 0 | 1 | 1 | 1 | 1 | 1 | 1
| 1256 | 1 | 1 | 1 | 1 | 1 | 0.086 | 0.234 | 0 | 0.026482 | 0 | 1 | 1 | 1 | 1 | 1 | 1
| 1257 | 1 | 1 | 1 | 1 | 1 | 0.273 | 0.443 | 0 | 0.026482 | 0 | 1 | 1 | 1 | 1 | 1 | 1
| 1258 | 1 | 1 | 1 | 1 | 1 | 0.433 | 0.564 | 0 | 0.026482 | 0 | 1 | 1 | 1 | 1 | 1 | 1
| 1259 | 1 | 1 | 1 | 1 | 1 | 0.544 | 0.625 | 0 | 0.026482 | 0 | 1 | 1 | 1 | 1 | 1 | 1
| 1260 | 1 | 1 | 1 | 1 | 1 | 0.61 | 0.656 | 0 | 0.026482 | 0 | 1 | 1 | 1 | 1 | 1 | 1
| 1261 | 1 | 1 | 1 | 1 | 1 | 0.605 | 0.635 | 0 | 0.026482 | 0 | 1 | 1 | 1 | 1 | 1 | 1
| 1262 | 1 | 1 | 1 | 1 | 1 | 0.589 | 0.607 | 0 | 0.026482 | 0 | 1 | 1 | 1 | 1 | 1 | 1
| 1263 | 1 | 1 | 1 | 1 | 1 | 0.504 | 0.595 | 0 | 0.026482 | 0 | 1 | 1 | 1 | 1 | 1 | 1
| 1264 | 1 | 1 | 1 | 1 | 1 | 0.402 | 0.59 | 0 | 0.026482 | 0 | 1 | 1 | 1 | 1 | 1 | 1
| 1265 | 1 | 1 | 1 | 1 | 1 | 0.251 | 0.559 | 0 | 0.026482 | 0 | 1 | 1 | 1 | 1 | 1 | 1
| 1266 | 1 | 1 | 1 | 1 | 1 | 0.108 | 0.533 | 0 | 0.026482 | 0 | 1 | 1 | 1 | 1 | 1 | 1
| 1267 | 1 | 1 | 1 | 1 | 1 | 0.005 | 0.525 | 0 | 0.026482 | 0 | 1 | 1 | 1 | 1 | 1 | 1
| 1268 | 1 | 1 | 1 | 1 | 1 | 0 | 0.541 | 0 | 0.026482 | 0 | 1 | 1 | 1 | 1 | 1 | 1
| 1269 | 1 | 1 | 1 | 1 | 1 | 0 | 0.552 | 0 | 0.026482 | 0 | 1 | 1 | 1 | 1 | 1 | 1
| 1270 | 1 | 1 | 1 | 1 | 1 | 0 | 0.564 | 0 | 0.026482 | 0 | 1 | 1 | 1 | 1 | 1 | 1
| 1271 | 1 | 1 | 1 | 1 | 1 | 0 | 0.586 | 0 | 0.026482 | 0 | 1 | 1 | 1 | 1 | 1 | 1
| 1272 | 1 | 1 | 1 | 1 | 1 | 0 | 0.542 | 0 | 0.026482 | 0 | 1 | 1 | 1 | 1 | 1 | 1
| 1273 | 1 | 1 | 1 | 1 | 1 | 0 | 0.436 | 0 | 0.026482 | 0 | 1 | 1 | 1 | 1 | 1 | 1
| 1274 | 1 | 1 | 1 | 1 | 1 | 0 | 0.258 | 0 | 0.026482 | 0 | 1 | 1 | 1 | 1 | 1 | 1
| 1275 | 1 | 1 | 1 | 1 | 1 | 0 | 0.159 | 0 | 0.026482 | 0 | 1 | 1 | 1 | 1 | 1 | 1
| 1276 | 1 | 1 | 1 | 1 | 1 | 0 | 0.136 | 0 | 0.026482 | 0 | 1 | 1 | 1 | 1 | 1 | 1
| 1277 | 1 | 1 | 1 | 1 | 1 | 0 | 0.149 | 0 | 0.026482 | 0 | 1 | 1 | 1 | 1 | 1 | 1
| 1278 | 1 | 1 | 1 | 1 | 1 | 0 | 0.183 | 0 | 0.026482 | 0 | 1 | 1 | 1 | 1 | 1 | 1
| 1279 | 1 | 1 | 1 | 1 | 1 | 0.002 | 0.206 | 0 | 0.026482 | 0 | 1 | 1 | 1 | 1 | 1 | 1
| 1280 | 1 | 1 | 1 | 1 | 1 | 0.089 | 0.248 | 0 | 0.026482 | 0 | 1 | 1 | 1 | 1 | 1 | 1
| 1281 | 1 | 1 | 1 | 1 | 1 | 0.242 | 0.413 | 0 | 0.026482 | 0 | 1 | 1 | 1 | 1 | 1 | 1
| 1282 | 1 | 1 | 1 | 1 | 1 | 0.391 | 0.464 | 0 | 0.026482 | 0 | 1 | 1 | 1 | 1 | 1 | 1
| 1283 | 1 | 1 | 1 | 1 | 1 | 0.491 | 0.449 | 0 | 0.026482 | 0 | 1 | 1 | 1 | 1 | 1 | 1
| 1284 | 1 | 1 | 1 | 1 | 1 | 0.557 | 0.464 | 0 | 0.026482 | 0 | 1 | 1 | 1 | 1 | 1 | 1
| 1285 | 1 | 1 | 1 | 1 | 1 | 0.561 | 0.51 | 0 | 0.026482 | 0 | 1 | 1 | 1 | 1 | 1 | 1
| 1286 | 1 | 1 | 1 | 1 | 1 | 0.5 | 0.566 | 0 | 0.026482 | 0 | 1 | 1 | 1 | 1 | 1 | 1
| 1287 | 1 | 1 | 1 | 1 | 1 | 0.361 | 0.608 | 0 | 0.026482 | 0 | 1 | 1 | 1 | 1 | 1 | 1
| 1288 | 1 | 1 | 1 | 1 | 1 | 0.268 | 0.574 | 0 | 0.026482 | 0 | 1 | 1 | 1 | 1 | 1 | 1
| 1289 | 1 | 1 | 1 | 1 | 1 | 0.158 | 0.503 | 0 | 0.026482 | 0 | 1 | 1 | 1 | 1 | 1 | 1
| 1290 | 1 | 1 | 1 | 1 | 1 | 0.057 | 0.482 | 0 | 0.026482 | 0 | 1 | 1 | 1 | 1 | 1 | 1
| 1291 | 1 | 1 | 1 | 1 | 1 | 0.001 | 0.401 | 0 | 0.026482 | 0 | 1 | 1 | 1 | 1 | 1 | 1
| 1292 | 1 | 1 | 1 | 1 | 1 | 0 | 0.343 | 0 | 0.026482 | 0 | 1 | 1 | 1 | 1 | 1 | 1
| 1293 | 1 | 1 | 1 | 1 | 1 | 0 | 0.266 | 0 | 0.026482 | 0 | 1 | 1 | 1 | 1 | 1 | 1
| 1294 | 1 | 1 | 1 | 1 | 1 | 0 | 0.282 | 0 | 0.026482 | 0 | 1 | 1 | 1 | 1 | 1 | 1
| 1295 | 1 | 1 | 1 | 1 | 1 | 0 | 0.398 | 0 | 0.026482 | 0 | 1 | 1 | 1 | 1 | 1 | 1
| 1296 | 1 | 1 | 1 | 1 | 1 | 0 | 0.571 | 0 | 0.026482 | 0 | 1 | 1 | 1 | 1 | 1 | 1
| 1297 | 1 | 1 | 1 | 1 | 1 | 0 | 0.533 | 0 | 0.026482 | 0 | 1 | 1 | 1 | 1 | 1 | 1
| 1298 | 1 | 1 | 1 | 1 | 1 | 0 | 0.409 | 0 | 0.026482 | 0 | 1 | 1 | 1 | 1 | 1 | 1
| 1299 | 1 | 1 | 1 | 1 | 1 | 0 | 0.274 | 0 | 0.026482 | 0 | 1 | 1 | 1 | 1 | 1 | 1
| 1300 | 1 | 1 | 1 | 1 | 1 | 0 | 0.167 | 0 | 0.026482 | 0 | 1 | 1 | 1 | 1 | 1 | 1
| 1301 | 1 | 1 | 1 | 1 | 1 | 0 | 0.101 | 0 | 0.026482 | 0 | 1 | 1 | 1 | 1 | 1 | 1
| 1302 | 1 | 1 | 1 | 1 | 1 | 0 | 0.089 | 0 | 0.026482 | 0 | 1 | 1 | 1 | 1 | 1 | 1
| 1303 | 1 | 1 | 1 | 1 | 1 | 0 | 0.068 | 0 | 0.026482 | 0 | 1 | 1 | 1 | 1 | 1 | 1
| 1304 | 1 | 1 | 1 | 1 | 1 | 0.079 | 0.088 | 0 | 0.026482 | 0 | 1 | 1 | 1 | 1 | 1 | 1
| 1305 | 1 | 1 | 1 | 1 | 1 | 0.222 | 0.153 | 0 | 0.026482 | 0 | 1 | 1 | 1 | 1 | 1 | 1
| 1306 | 1 | 1 | 1 | 1 | 1 | 0.342 | 0.172 | 0 | 0.026482 | 0 | 1 | 1 | 1 | 1 | 1 | 1
| 1307 | 1 | 1 | 1 | 1 | 1 | 0.442 | 0.151 | 0 | 0.026482 | 0 | 1 | 1 | 1 | 1 | 1 | 1
| 1308 | 1 | 1 | 1 | 1 | 1 | 0.498 | 0.115 | 0 | 0.026482 | 0 | 1 | 1 | 1 | 1 | 1 | 1
| 1309 | 1 | 1 | 1 | 1 | 1 | 0.507 | 0.134 | 0 | 0.026482 | 0 | 1 | 1 | 1 | 1 | 1 | 1
| 1310 | 1 | 1 | 1 | 1 | 1 | 0.494 | 0.184 | 0 | 0.026482 | 0 | 1 | 1 | 1 | 1 | 1 | 1
| 1311 | 1 | 1 | 1 | 1 | 1 | 0.4 | 0.242 | 0 | 0.026482 | 0 | 1 | 1 | 1 | 1 | 1 | 1
| 1312 | 1 | 1 | 1 | 1 | 1 | 0.282 | 0.317 | 0 | 0.026482 | 0 | 1 | 1 | 1 | 1 | 1 | 1
| 1313 | 1 | 1 | 1 | 1 | 1 | 0.18 | 0.397 | 0 | 0.026482 | 0 | 1 | 1 | 1 | 1 | 1 | 1
| 1314 | 1 | 1 | 1 | 1 | 1 | 0.078 | 0.466 | 0 | 0.026482 | 0 | 1 | 1 | 1 | 1 | 1 | 1
| 1315 | 1 | 1 | 1 | 1 | 1 | 0.003 | 0.498 | 0 | 0.026482 | 0 | 1 | 1 | 1 | 1 | 1 | 1
| 1316 | 1 | 1 | 1 | 1 | 1 | 0 | 0.51 | 0 | 0.026482 | 0 | 1 | 1 | 1 | 1 | 1 | 1
| 1317 | 1 | 1 | 1 | 1 | 1 | 0 | 0.51 | 0 | 0.026482 | 0 | 1 | 1 | 1 | 1 | 1 | 1
| 1318 | 1 | 1 | 1 | 1 | 1 | 0 | 0.466 | 0 | 0.026482 | 0 | 1 | 1 | 1 | 1 | 1 | 1
| 1319 | 1 | 1 | 1 | 1 | 1 | 0 | 0.466 | 0 | 0.026482 | 0 | 1 | 1 | 1 | 1 | 1 | 1
| 1320 | 1 | 1 | 1 | 1 | 1 | 0 | 0.485 | 0 | 0.026482 | 0 | 1 | 1 | 1 | 1 | 1 | 1
| 1321 | 1 | 1 | 1 | 1 | 1 | 0 | 0.422 | 0 | 0.026482 | 0 | 1 | 1 | 1 | 1 | 1 | 1
| 1322 | 1 | 1 | 1 | 1 | 1 | 0 | 0.376 | 0 | 0.026482 | 0 | 1 | 1 | 1 | 1 | 1 | 1
| 1323 | 1 | 1 | 1 | 1 | 1 | 0 | 0.342 | 0 | 0.026482 | 0 | 1 | 1 | 1 | 1 | 1 | 1
| 1324 | 1 | 1 | 1 | 1 | 1 | 0 | 0.27 | 0 | 0.026482 | 0 | 1 | 1 | 1 | 1 | 1 | 1
| 1325 | 1 | 1 | 1 | 1 | 1 | 0 | 0.233 | 0 | 0.026482 | 0 | 1 | 1 | 1 | 1 | 1 | 1
| 1326 | 1 | 1 | 1 | 1 | 1 | 0 | 0.214 | 0 | 0.026482 | 0 | 1 | 1 | 1 | 1 | 1 | 1
| 1327 | 1 | 1 | 1 | 1 | 1 | 0.002 | 0.163 | 0 | 0.026482 | 0 | 1 | 1 | 1 | 1 | 1 | 1
| 1328 | 1 | 1 | 1 | 1 | 1 | 0.087 | 0.118 | 0 | 0.026482 | 0 | 1 | 1 | 1 | 1 | 1 | 1
| 1329 | 1 | 1 | 1 | 1 | 1 | 0.241 | 0.107 | 0 | 0.026482 | 0 | 1 | 1 | 1 | 1 | 1 | 1
| 1330 | 1 | 1 | 1 | 1 | 1 | 0.334 | 0.099 | 0 | 0.026482 | 0 | 1 | 1 | 1 | 1 | 1 | 1
| 1331 | 1 | 1 | 1 | 1 | 1 | 0.405 | 0.112 | 0 | 0.026482 | 0 | 1 | 1 | 1 | 1 | 1 | 1
| 1332 | 1 | 1 | 1 | 1 | 1 | 0.476 | 0.128 | 0 | 0.026482 | 0 | 1 | 1 | 1 | 1 | 1 | 1
| 1333 | 1 | 1 | 1 | 1 | 1 | 0.542 | 0.152 | 0 | 0.026482 | 0 | 1 | 1 | 1 | 1 | 1 | 1
| 1334 | 1 | 1 | 1 | 1 | 1 | 0.502 | 0.164 | 0 | 0.026482 | 0 | 1 | 1 | 1 | 1 | 1 | 1
| 1335 | 1 | 1 | 1 | 1 | 1 | 0.4 | 0.179 | 0 | 0.026482 | 0 | 1 | 1 | 1 | 1 | 1 | 1
| 1336 | 1 | 1 | 1 | 1 | 1 | 0.257 | 0.24 | 0 | 0.026482 | 0 | 1 | 1 | 1 | 1 | 1 | 1
| 1337 | 1 | 1 | 1 | 1 | 1 | 0.144 | 0.331 | 0 | 0.026482 | 0 | 1 | 1 | 1 | 1 | 1 | 1
| 1338 | 1 | 1 | 1 | 1 | 1 | 0.059 | 0.425 | 0 | 0.026482 | 0 | 1 | 1 | 1 | 1 | 1 | 1
| 1339 | 1 | 1 | 1 | 1 | 1 | 0.002 | 0.463 | 0 | 0.026482 | 0 | 1 | 1 | 1 | 1 | 1 | 1
| 1340 | 1 | 1 | 1 | 1 | 1 | 0 | 0.481 | 0 | 0.026482 | 0 | 1 | 1 | 1 | 1 | 1 | 1
| 1341 | 1 | 1 | 1 | 1 | 1 | 0 | 0.466 | 0 | 0.026482 | 0 | 1 | 1 | 1 | 1 | 1 | 1
| 1342 | 1 | 1 | 1 | 1 | 1 | 0 | 0.475 | 0 | 0.026482 | 0 | 1 | 1 | 1 | 1 | 1 | 1
| 1343 | 1 | 1 | 1 | 1 | 1 | 0 | 0.488 | 0 | 0.026482 | 0 | 1 | 1 | 1 | 1 | 1 | 1
| 1344 | 1 | 1 | 1 | 1 | 1 | 0 | 0.525 | 0 | 0.026482 | 0 | 1 | 1 | 1 | 1 | 1 | 1
| 1345 | 1 | 1 | 1 | 1 | 1 | 0 | 0.552 | 0 | 0.026482 | 0 | 1 | 1 | 1 | 1 | 1 | 1
| 1346 | 1 | 1 | 1 | 1 | 1 | 0 | 0.484 | 0 | 0.026482 | 0 | 1 | 1 | 1 | 1 | 1 | 1
| 1347 | 1 | 1 | 1 | 1 | 1 | 0 | 0.436 | 0 | 0.026482 | 0 | 1 | 1 | 1 | 1 | 1 | 1
| 1348 | 1 | 1 | 1 | 1 | 1 | 0 | 0.387 | 0 | 0.026482 | 0 | 1 | 1 | 1 | 1 | 1 | 1
| 1349 | 1 | 1 | 1 | 1 | 1 | 0 | 0.363 | 0 | 0.026482 | 0 | 1 | 1 | 1 | 1 | 1 | 1
| 1350 | 1 | 1 | 1 | 1 | 1 | 0 | 0.345 | 0 | 0.026482 | 0 | 1 | 1 | 1 | 1 | 1 | 1
| 1351 | 1 | 1 | 1 | 1 | 1 | 0.002 | 0.319 | 0 | 0.026482 | 0 | 1 | 1 | 1 | 1 | 1 | 1
| 1352 | 1 | 1 | 1 | 1 | 1 | 0.097 | 0.229 | 0 | 0.026482 | 0 | 1 | 1 | 1 | 1 | 1 | 1
| 1353 | 1 | 1 | 1 | 1 | 1 | 0.243 | 0.431 | 0 | 0.026482 | 0 | 1 | 1 | 1 | 1 | 1 | 1
| 1354 | 1 | 1 | 1 | 1 | 1 | 0.322 | 0.465 | 0 | 0.026482 | 0 | 1 | 1 | 1 | 1 | 1 | 1
| 1355 | 1 | 1 | 1 | 1 | 1 | 0.387 | 0.422 | 0 | 0.026482 | 0 | 1 | 1 | 1 | 1 | 1 | 1
| 1356 | 1 | 1 | 1 | 1 | 1 | 0.49 | 0.432 | 0 | 0.026482 | 0 | 1 | 1 | 1 | 1 | 1 | 1
| 1357 | 1 | 1 | 1 | 1 | 1 | 0.557 | 0.459 | 0 | 0.026482 | 0 | 1 | 1 | 1 | 1 | 1 | 1
| 1358 | 1 | 1 | 1 | 1 | 1 | 0.588 | 0.494 | 0 | 0.026482 | 0 | 1 | 1 | 1 | 1 | 1 | 1
| 1359 | 1 | 1 | 1 | 1 | 1 | 0.531 | 0.552 | 0 | 0.026482 | 0 | 1 | 1 | 1 | 1 | 1 | 1
| 1360 | 1 | 1 | 1 | 1 | 1 | 0.437 | 0.619 | 0 | 0.026482 | 0 | 1 | 1 | 1 | 1 | 1 | 1
| 1361 | 1 | 1 | 1 | 1 | 1 | 0.3 | 0.66 | 0 | 0.026482 | 0 | 1 | 1 | 1 | 1 | 1 | 1
| 1362 | 1 | 1 | 1 | 1 | 1 | 0.128 | 0.677 | 0 | 0.026482 | 0 | 1 | 1 | 1 | 1 | 1 | 1
| 1363 | 1 | 1 | 1 | 1 | 1 | 0.005 | 0.649 | 0 | 0.026482 | 0 | 1 | 1 | 1 | 1 | 1 | 1
| 1364 | 1 | 1 | 1 | 1 | 1 | 0 | 0.642 | 0 | 0.026482 | 0 | 1 | 1 | 1 | 1 | 1 | 1
| 1365 | 1 | 1 | 1 | 1 | 1 | 0 | 0.636 | 0 | 0.026482 | 0 | 1 | 1 | 1 | 1 | 1 | 1
| 1366 | 1 | 1 | 1 | 1 | 1 | 0 | 0.645 | 0 | 0.026482 | 0 | 1 | 1 | 1 | 1 | 1 | 1
| 1367 | 1 | 1 | 1 | 1 | 1 | 0 | 0.657 | 0 | 0.026482 | 0 | 1 | 1 | 1 | 1 | 1 | 1
| 1368 | 1 | 1 | 1 | 1 | 1 | 0 | 0.624 | 0 | 0.026482 | 0 | 1 | 1 | 1 | 1 | 1 | 1
| 1369 | 1 | 1 | 1 | 1 | 1 | 0 | 0.533 | 0 | 0.026482 | 0 | 1 | 1 | 1 | 1 | 1 | 1
| 1370 | 1 | 1 | 1 | 1 | 1 | 0 | 0.427 | 0 | 0.026482 | 0 | 1 | 1 | 1 | 1 | 1 | 1
| 1371 | 1 | 1 | 1 | 1 | 1 | 0 | 0.358 | 0 | 0.026482 | 0 | 1 | 1 | 1 | 1 | 1 | 1
| 1372 | 1 | 1 | 1 | 1 | 1 | 0 | 0.32 | 0 | 0.026482 | 0 | 1 | 1 | 1 | 1 | 1 | 1
| 1373 | 1 | 1 | 1 | 1 | 1 | 0 | 0.325 | 0 | 0.026482 | 0 | 1 | 1 | 1 | 1 | 1 | 1
| 1374 | 1 | 1 | 1 | 1 | 1 | 0 | 0.31 | 0 | 0.026482 | 0 | 1 | 1 | 1 | 1 | 1 | 1
| 1375 | 1 | 1 | 1 | 1 | 1 | 0.002 | 0.272 | 0 | 0.026482 | 0 | 1 | 1 | 1 | 1 | 1 | 1
| 1376 | 1 | 1 | 1 | 1 | 1 | 0.093 | 0.259 | 0 | 0.026482 | 0 | 1 | 1 | 1 | 1 | 1 | 1
| 1377 | 1 | 1 | 1 | 1 | 1 | 0.283 | 0.475 | 0 | 0.026482 | 0 | 1 | 1 | 1 | 1 | 1 | 1
| 1378 | 1 | 1 | 1 | 1 | 1 | 0.448 | 0.612 | 0 | 0.026482 | 0 | 1 | 1 | 1 | 1 | 1 | 1
| 1379 | 1 | 1 | 1 | 1 | 1 | 0.567 | 0.625 | 0 | 0.026482 | 0 | 1 | 1 | 1 | 1 | 1 | 1
| 1380 | 1 | 1 | 1 | 1 | 1 | 0.634 | 0.599 | 0 | 0.026482 | 0 | 1 | 1 | 1 | 1 | 1 | 1
| 1381 | 1 | 1 | 1 | 1 | 1 | 0.653 | 0.571 | 0 | 0.026482 | 0 | 1 | 1 | 1 | 1 | 1 | 1
| 1382 | 1 | 1 | 1 | 1 | 1 | 0.625 | 0.558 | 0 | 0.026482 | 0 | 1 | 1 | 1 | 1 | 1 | 1
| 1383 | 1 | 1 | 1 | 1 | 1 | 0.553 | 0.571 | 0 | 0.026482 | 0 | 1 | 1 | 1 | 1 | 1 | 1
| 1384 | 1 | 1 | 1 | 1 | 1 | 0.445 | 0.599 | 0 | 0.026482 | 0 | 1 | 1 | 1 | 1 | 1 | 1
| 1385 | 1 | 1 | 1 | 1 | 1 | 0.3 | 0.618 | 0 | 0.026482 | 0 | 1 | 1 | 1 | 1 | 1 | 1
| 1386 | 1 | 1 | 1 | 1 | 1 | 0.127 | 0.63 | 0 | 0.026482 | 0 | 1 | 1 | 1 | 1 | 1 | 1
| 1387 | 1 | 1 | 1 | 1 | 1 | 0.004 | 0.624 | 0 | 0.026482 | 0 | 1 | 1 | 1 | 1 | 1 | 1
| 1388 | 1 | 1 | 1 | 1 | 1 | 0 | 0.603 | 0 | 0.026482 | 0 | 1 | 1 | 1 | 1 | 1 | 1
| 1389 | 1 | 1 | 1 | 1 | 1 | 0 | 0.576 | 0 | 0.026482 | 0 | 1 | 1 | 1 | 1 | 1 | 1
| 1390 | 1 | 1 | 1 | 1 | 1 | 0 | 0.554 | 0 | 0.026482 | 0 | 1 | 1 | 1 | 1 | 1 | 1
| 1391 | 1 | 1 | 1 | 1 | 1 | 0 | 0.536 | 0 | 0.026482 | 0 | 1 | 1 | 1 | 1 | 1 | 1
| 1392 | 1 | 1 | 1 | 1 | 1 | 0 | 0.512 | 0 | 0.026482 | 0 | 1 | 1 | 1 | 1 | 1 | 1
| 1393 | 1 | 1 | 1 | 1 | 1 | 0 | 0.434 | 0 | 0.026482 | 0 | 1 | 1 | 1 | 1 | 1 | 1
| 1394 | 1 | 1 | 1 | 1 | 1 | 0 | 0.381 | 0 | 0.026482 | 0 | 1 | 1 | 1 | 1 | 1 | 1
| 1395 | 1 | 1 | 1 | 1 | 1 | 0 | 0.347 | 0 | 0.026482 | 0 | 1 | 1 | 1 | 1 | 1 | 1
| 1396 | 1 | 1 | 1 | 1 | 1 | 0 | 0.341 | 0 | 0.026482 | 0 | 1 | 1 | 1 | 1 | 1 | 1
| 1397 | 1 | 1 | 1 | 1 | 1 | 0 | 0.358 | 0 | 0.026482 | 0 | 1 | 1 | 1 | 1 | 1 | 1
| 1398 | 1 | 1 | 1 | 1 | 1 | 0 | 0.387 | 0 | 0.026482 | 0 | 1 | 1 | 1 | 1 | 1 | 1
| 1399 | 1 | 1 | 1 | 1 | 1 | 0.002 | 0.418 | 0 | 0.026482 | 0 | 1 | 1 | 1 | 1 | 1 | 1
| 1400 | 1 | 1 | 1 | 1 | 1 | 0.098 | 0.343 | 0 | 0.026482 | 0 | 1 | 1 | 1 | 1 | 1 | 1
| 1401 | 1 | 1 | 1 | 1 | 1 | 0.296 | 0.488 | 0 | 0.026482 | 0 | 1 | 1 | 1 | 1 | 1 | 1
| 1402 | 1 | 1 | 1 | 1 | 1 | 0.463 | 0.447 | 0 | 0.026482 | 0 | 1 | 1 | 1 | 1 | 1 | 1
| 1403 | 1 | 1 | 1 | 1 | 1 | 0.577 | 0.381 | 0 | 0.026482 | 0 | 1 | 1 | 1 | 1 | 1 | 1
| 1404 | 1 | 1 | 1 | 1 | 1 | 0.643 | 0.348 | 0 | 0.026482 | 0 | 1 | 1 | 1 | 1 | 1 | 1
| 1405 | 1 | 1 | 1 | 1 | 1 | 0.662 | 0.362 | 0 | 0.026482 | 0 | 1 | 1 | 1 | 1 | 1 | 1
| 1406 | 1 | 1 | 1 | 1 | 1 | 0.638 | 0.394 | 0 | 0.026482 | 0 | 1 | 1 | 1 | 1 | 1 | 1
| 1407 | 1 | 1 | 1 | 1 | 1 | 0.572 | 0.427 | 0 | 0.026482 | 0 | 1 | 1 | 1 | 1 | 1 | 1
| 1408 | 1 | 1 | 1 | 1 | 1 | 0.462 | 0.464 | 0 | 0.026482 | 0 | 1 | 1 | 1 | 1 | 1 | 1
| 1409 | 1 | 1 | 1 | 1 | 1 | 0.31 | 0.509 | 0 | 0.026482 | 0 | 1 | 1 | 1 | 1 | 1 | 1
| 1410 | 1 | 1 | 1 | 1 | 1 | 0.13 | 0.574 | 0 | 0.026482 | 0 | 1 | 1 | 1 | 1 | 1 | 1
| 1411 | 1 | 1 | 1 | 1 | 1 | 0.004 | 0.631 | 0 | 0.026482 | 0 | 1 | 1 | 1 | 1 | 1 | 1
| 1412 | 1 | 1 | 1 | 1 | 1 | 0 | 0.635 | 0 | 0.026482 | 0 | 1 | 1 | 1 | 1 | 1 | 1
| 1413 | 1 | 1 | 1 | 1 | 1 | 0 | 0.549 | 0 | 0.026482 | 0 | 1 | 1 | 1 | 1 | 1 | 1
| 1414 | 1 | 1 | 1 | 1 | 1 | 0 | 0.49 | 0 | 0.026482 | 0 | 1 | 1 | 1 | 1 | 1 | 1
| 1415 | 1 | 1 | 1 | 1 | 1 | 0 | 0.455 | 0 | 0.026482 | 0 | 1 | 1 | 1 | 1 | 1 | 1
| 1416 | 1 | 1 | 1 | 1 | 1 | 0 | 0.415 | 0 | 0.026482 | 0 | 1 | 1 | 1 | 1 | 1 | 1
| 1417 | 1 | 1 | 1 | 1 | 1 | 0 | 0.337 | 0 | 0.58896 | 0 | 1 | 1 | 1 | 1 | 1 | 1
| 1418 | 1 | 1 | 1 | 1 | 1 | 0 | 0.254 | 0 | 0.58896 | 0 | 1 | 1 | 1 | 1 | 1 | 1
| 1419 | 1 | 1 | 1 | 1 | 1 | 0 | 0.205 | 0 | 0.58896 | 0 | 1 | 1 | 1 | 1 | 1 | 1
| 1420 | 1 | 1 | 1 | 1 | 1 | 0 | 0.179 | 0 | 0.58896 | 0 | 1 | 1 | 1 | 1 | 1 | 1
| 1421 | 1 | 1 | 1 | 1 | 1 | 0 | 0.154 | 0 | 0.58896 | 0 | 1 | 1 | 1 | 1 | 1 | 1
| 1422 | 1 | 1 | 1 | 1 | 1 | 0 | 0.12 | 0 | 0.58896 | 0 | 1 | 1 | 1 | 1 | 1 | 1
| 1423 | 1 | 1 | 1 | 1 | 1 | 0.002 | 0.096 | 0 | 0.58896 | 0 | 1 | 1 | 1 | 1 | 1 | 1
| 1424 | 1 | 1 | 1 | 1 | 1 | 0.101 | 0.054 | 0 | 0.58896 | 0 | 1 | 1 | 1 | 1 | 1 | 1
| 1425 | 1 | 1 | 1 | 1 | 1 | 0.297 | 0.05 | 0 | 0.58896 | 0 | 1 | 1 | 1 | 1 | 1 | 1
| 1426 | 1 | 1 | 1 | 1 | 1 | 0.459 | 0.03 | 0 | 0.58896 | 0 | 1 | 1 | 1 | 1 | 1 | 1
| 1427 | 1 | 1 | 1 | 1 | 1 | 0.571 | 0.025 | 0 | 0.58896 | 0 | 1 | 1 | 1 | 1 | 1 | 1
| 1428 | 1 | 1 | 1 | 1 | 1 | 0.635 | 0.047 | 0 | 0.58896 | 0 | 1 | 1 | 1 | 1 | 1 | 1
| 1429 | 1 | 1 | 1 | 1 | 1 | 0.655 | 0.096 | 0 | 0.58896 | 0 | 1 | 1 | 1 | 1 | 1 | 1
| 1430 | 1 | 1 | 1 | 1 | 1 | 0.631 | 0.155 | 0 | 0.58896 | 0 | 1 | 1 | 1 | 1 | 1 | 1
| 1431 | 1 | 1 | 1 | 1 | 1 | 0.56 | 0.197 | 0 | 0.58896 | 0 | 1 | 1 | 1 | 1 | 1 | 1
| 1432 | 1 | 1 | 1 | 1 | 1 | 0.446 | 0.227 | 0 | 0.58896 | 0 | 1 | 1 | 1 | 1 | 1 | 1
| 1433 | 1 | 1 | 1 | 1 | 1 | 0.296 | 0.259 | 0 | 0.58896 | 0 | 1 | 1 | 1 | 1 | 1 | 1
| 1434 | 1 | 1 | 1 | 1 | 1 | 0.126 | 0.328 | 0 | 0.58896 | 0 | 1 | 1 | 1 | 1 | 1 | 1
| 1435 | 1 | 1 | 1 | 1 | 1 | 0.004 | 0.463 | 0 | 0.58896 | 0 | 1 | 1 | 1 | 1 | 1 | 1
| 1436 | 1 | 1 | 1 | 1 | 1 | 0 | 0.568 | 0 | 0.58896 | 0 | 1 | 1 | 1 | 1 | 1 | 1
| 1437 | 1 | 1 | 1 | 1 | 1 | 0 | 0.528 | 0 | 0.58896 | 0 | 1 | 1 | 1 | 1 | 1 | 1
| 1438 | 1 | 1 | 1 | 1 | 1 | 0 | 0.405 | 0 | 0.58896 | 0 | 1 | 1 | 1 | 1 | 1 | 1
| 1439 | 1 | 1 | 1 | 1 | 1 | 0 | 0.278 | 0 | 0.58896 | 0 | 1 | 1 | 1 | 1 | 1 | 1
| 1440 | 1 | 1 | 1 | 1 | 1 | 0 | 0.264 | 0 | 0.58896 | 0 | 1 | 1 | 1 | 1 | 1 | 1
| 1441 | 1 | 1 | 1 | 1 | 1 | 0 | 0.185 | 0 | 0.58896 | 0 | 1 | 1 | 1 | 1 | 1 | 1
| 1442 | 1 | 1 | 1 | 1 | 1 | 0 | 0.126 | 0 | 0.58896 | 0 | 1 | 1 | 1 | 1 | 1 | 1
| 1443 | 1 | 1 | 1 | 1 | 1 | 0 | 0.091 | 0 | 0.58896 | 0 | 1 | 1 | 1 | 1 | 1 | 1
| 1444 | 1 | 1 | 1 | 1 | 1 | 0 | 0.076 | 0 | 0.58896 | 0 | 1 | 1 | 1 | 1 | 1 | 1
| 1445 | 1 | 1 | 1 | 1 | 1 | 0 | 0.077 | 0 | 0.58896 | 0 | 1 | 1 | 1 | 1 | 1 | 1
| 1446 | 1 | 1 | 1 | 1 | 1 | 0 | 0.071 | 0 | 0.58896 | 0 | 1 | 1 | 1 | 1 | 1 | 1
| 1447 | 1 | 1 | 1 | 1 | 1 | 0.002 | 0.055 | 0 | 0.58896 | 0 | 1 | 1 | 1 | 1 | 1 | 1
| 1448 | 1 | 1 | 1 | 1 | 1 | 0.104 | 0.02 | 0 | 0.58896 | 0 | 1 | 1 | 1 | 1 | 1 | 1
| 1449 | 1 | 1 | 1 | 1 | 1 | 0.297 | 0.011 | 0 | 0.58896 | 0 | 1 | 1 | 1 | 1 | 1 | 1
| 1450 | 1 | 1 | 1 | 1 | 1 | 0.457 | 0.006 | 0 | 0.58896 | 0 | 1 | 1 | 1 | 1 | 1 | 1
| 1451 | 1 | 1 | 1 | 1 | 1 | 0.569 | 0.008 | 0 | 0.58896 | 0 | 1 | 1 | 1 | 1 | 1 | 1
| 1452 | 1 | 1 | 1 | 1 | 1 | 0.634 | 0.025 | 0 | 0.58896 | 0 | 1 | 1 | 1 | 1 | 1 | 1
| 1453 | 1 | 1 | 1 | 1 | 1 | 0.639 | 0.061 | 0 | 0.58896 | 0 | 1 | 1 | 1 | 1 | 1 | 1
| 1454 | 1 | 1 | 1 | 1 | 1 | 0.618 | 0.112 | 0 | 0.58896 | 0 | 1 | 1 | 1 | 1 | 1 | 1
| 1455 | 1 | 1 | 1 | 1 | 1 | 0.544 | 0.17 | 0 | 0.58896 | 0 | 1 | 1 | 1 | 1 | 1 | 1
| 1456 | 1 | 1 | 1 | 1 | 1 | 0.412 | 0.241 | 0 | 0.58896 | 0 | 1 | 1 | 1 | 1 | 1 | 1
| 1457 | 1 | 1 | 1 | 1 | 1 | 0.276 | 0.3 | 0 | 0.58896 | 0 | 1 | 1 | 1 | 1 | 1 | 1
| 1458 | 1 | 1 | 1 | 1 | 1 | 0.105 | 0.349 | 0 | 0.58896 | 0 | 1 | 1 | 1 | 1 | 1 | 1
| 1459 | 1 | 1 | 1 | 1 | 1 | 0.002 | 0.358 | 0 | 0.58896 | 0 | 1 | 1 | 1 | 1 | 1 | 1
| 1460 | 1 | 1 | 1 | 1 | 1 | 0 | 0.325 | 0 | 0.58896 | 0 | 1 | 1 | 1 | 1 | 1 | 1
| 1461 | 1 | 1 | 1 | 1 | 1 | 0 | 0.168 | 0 | 0.58896 | 0 | 1 | 1 | 1 | 1 | 1 | 1
| 1462 | 1 | 1 | 1 | 1 | 1 | 0 | 0.016 | 0 | 0.58896 | 0 | 1 | 1 | 1 | 1 | 1 | 1
| 1463 | 1 | 1 | 1 | 1 | 1 | 0 | 0 | 0 | 0.58896 | 0 | 1 | 1 | 1 | 1 | 1 | 1
| 1464 | 1 | 1 | 1 | 1 | 1 | 0 | 0 | 0 | 0.58896 | 0 | 1 | 1 | 1 | 1 | 1 | 1
| 1465 | 1 | 1 | 1 | 1 | 1 | 0 | 0 | 0 | 0.58896 | 0 | 1 | 1 | 1 | 1 | 1 | 1
| 1466 | 1 | 1 | 1 | 1 | 1 | 0 | 0 | 0 | 0.58896 | 0 | 1 | 1 | 1 | 1 | 1 | 1
| 1467 | 1 | 1 | 1 | 1 | 1 | 0 | 0 | 0 | 0.58896 | 0 | 1 | 1 | 1 | 1 | 1 | 1
| 1468 | 1 | 1 | 1 | 1 | 1 | 0 | 0 | 0 | 0.58896 | 0 | 1 | 1 | 1 | 1 | 1 | 1
| 1469 | 1 | 1 | 1 | 1 | 1 | 0 | 0.015 | 0 | 0.58896 | 0 | 1 | 1 | 1 | 1 | 1 | 1
| 1470 | 1 | 1 | 1 | 1 | 1 | 0 | 0.016 | 0 | 0.58896 | 0 | 1 | 1 | 1 | 1 | 1 | 1
| 1471 | 1 | 1 | 1 | 1 | 1 | 0.002 | 0.01 | 0 | 0.58896 | 0 | 1 | 1 | 1 | 1 | 1 | 1
| 1472 | 1 | 1 | 1 | 1 | 1 | 0.107 | 0.001 | 0 | 0.58896 | 0 | 1 | 1 | 1 | 1 | 1 | 1
| 1473 | 1 | 1 | 1 | 1 | 1 | 0.299 | 0.001 | 0 | 0.58896 | 0 | 1 | 1 | 1 | 1 | 1 | 1
| 1474 | 1 | 1 | 1 | 1 | 1 | 0.463 | 0.004 | 0 | 0.58896 | 0 | 1 | 1 | 1 | 1 | 1 | 1
| 1475 | 1 | 1 | 1 | 1 | 1 | 0.576 | 0.017 | 0 | 0.58896 | 0 | 1 | 1 | 1 | 1 | 1 | 1
| 1476 | 1 | 1 | 1 | 1 | 1 | 0.641 | 0.034 | 0 | 0.58896 | 0 | 1 | 1 | 1 | 1 | 1 | 1
| 1477 | 1 | 1 | 1 | 1 | 1 | 0.658 | 0.057 | 0 | 0.58896 | 0 | 1 | 1 | 1 | 1 | 1 | 1
| 1478 | 1 | 1 | 1 | 1 | 1 | 0.628 | 0.094 | 0 | 0.58896 | 0 | 1 | 1 | 1 | 1 | 1 | 1
| 1479 | 1 | 1 | 1 | 1 | 1 | 0.542 | 0.137 | 0 | 0.58896 | 0 | 1 | 1 | 1 | 1 | 1 | 1
| 1480 | 1 | 1 | 1 | 1 | 1 | 0.425 | 0.197 | 0 | 0.58896 | 0 | 1 | 1 | 1 | 1 | 1 | 1
| 1481 | 1 | 1 | 1 | 1 | 1 | 0.238 | 0.256 | 0 | 0.58896 | 0 | 1 | 1 | 1 | 1 | 1 | 1
| 1482 | 1 | 1 | 1 | 1 | 1 | 0.079 | 0.283 | 0 | 0.58896 | 0 | 1 | 1 | 1 | 1 | 1 | 1
| 1483 | 1 | 1 | 1 | 1 | 1 | 0.002 | 0.259 | 0 | 0.58896 | 0 | 1 | 1 | 1 | 1 | 1 | 1
| 1484 | 1 | 1 | 1 | 1 | 1 | 0 | 0.182 | 0 | 0.58896 | 0 | 1 | 1 | 1 | 1 | 1 | 1
| 1485 | 1 | 1 | 1 | 1 | 1 | 0 | 0.102 | 0 | 0.58896 | 0 | 1 | 1 | 1 | 1 | 1 | 1
| 1486 | 1 | 1 | 1 | 1 | 1 | 0 | 0.037 | 0 | 0.58896 | 0 | 1 | 1 | 1 | 1 | 1 | 1
| 1487 | 1 | 1 | 1 | 1 | 1 | 0 | 0.008 | 0 | 0.58896 | 0 | 1 | 1 | 1 | 1 | 1 | 1
| 1488 | 1 | 1 | 1 | 1 | 1 | 0 | 0.001 | 0 | 0.58896 | 0 | 1 | 1 | 1 | 1 | 1 | 1
| 1489 | 1 | 1 | 1 | 1 | 1 | 0 | 0 | 0 | 0.58896 | 0 | 1 | 1 | 1 | 1 | 1 | 1
| 1490 | 1 | 1 | 1 | 1 | 1 | 0 | 0 | 0 | 0.58896 | 0 | 1 | 1 | 1 | 1 | 1 | 1
| 1491 | 1 | 1 | 1 | 1 | 1 | 0 | 0 | 0 | 0.58896 | 0 | 1 | 1 | 1 | 1 | 1 | 1
| 1492 | 1 | 1 | 1 | 1 | 1 | 0 | 0 | 0 | 0.58896 | 0 | 1 | 1 | 1 | 1 | 1 | 1
| 1493 | 1 | 1 | 1 | 1 | 1 | 0 | 0 | 0 | 0.58896 | 0 | 1 | 1 | 1 | 1 | 1 | 1
| 1494 | 1 | 1 | 1 | 1 | 1 | 0 | 0 | 0 | 0.58896 | 0 | 1 | 1 | 1 | 1 | 1 | 1
| 1495 | 1 | 1 | 1 | 1 | 1 | 0.002 | 0 | 0 | 0.58896 | 0 | 1 | 1 | 1 | 1 | 1 | 1
| 1496 | 1 | 1 | 1 | 1 | 1 | 0.094 | 0 | 0 | 0.58896 | 0 | 1 | 1 | 1 | 1 | 1 | 1
| 1497 | 1 | 1 | 1 | 1 | 1 | 0.251 | 0.002 | 0 | 0.58896 | 0 | 1 | 1 | 1 | 1 | 1 | 1
| 1498 | 1 | 1 | 1 | 1 | 1 | 0.385 | 0.024 | 0 | 0.58896 | 0 | 1 | 1 | 1 | 1 | 1 | 1
| 1499 | 1 | 1 | 1 | 1 | 1 | 0.495 | 0.035 | 0 | 0.58896 | 0 | 1 | 1 | 1 | 1 | 1 | 1
| 1500 | 1 | 1 | 1 | 1 | 1 | 0.549 | 0.045 | 0 | 0.58896 | 0 | 1 | 1 | 1 | 1 | 1 | 1
| 1501 | 1 | 1 | 1 | 1 | 1 | 0.539 | 0.088 | 0 | 0.58896 | 0 | 1 | 1 | 1 | 1 | 1 | 1
| 1502 | 1 | 1 | 1 | 1 | 1 | 0.509 | 0.144 | 0 | 0.58896 | 0 | 1 | 1 | 1 | 1 | 1 | 1
| 1503 | 1 | 1 | 1 | 1 | 1 | 0.439 | 0.211 | 0 | 0.58896 | 0 | 1 | 1 | 1 | 1 | 1 | 1
| 1504 | 1 | 1 | 1 | 1 | 1 | 0.328 | 0.294 | 0 | 0.58896 | 0 | 1 | 1 | 1 | 1 | 1 | 1
| 1505 | 1 | 1 | 1 | 1 | 1 | 0.217 | 0.368 | 0 | 0.58896 | 0 | 1 | 1 | 1 | 1 | 1 | 1
| 1506 | 1 | 1 | 1 | 1 | 1 | 0.09 | 0.439 | 0 | 0.58896 | 0 | 1 | 1 | 1 | 1 | 1 | 1
| 1507 | 1 | 1 | 1 | 1 | 1 | 0.004 | 0.442 | 0 | 0.58896 | 0 | 1 | 1 | 1 | 1 | 1 | 1
| 1508 | 1 | 1 | 1 | 1 | 1 | 0 | 0.425 | 0 | 0.58896 | 0 | 1 | 1 | 1 | 1 | 1 | 1
| 1509 | 1 | 1 | 1 | 1 | 1 | 0 | 0.398 | 0 | 0.58896 | 0 | 1 | 1 | 1 | 1 | 1 | 1
| 1510 | 1 | 1 | 1 | 1 | 1 | 0 | 0.359 | 0 | 0.58896 | 0 | 1 | 1 | 1 | 1 | 1 | 1
| 1511 | 1 | 1 | 1 | 1 | 1 | 0 | 0.321 | 0 | 0.58896 | 0 | 1 | 1 | 1 | 1 | 1 | 1
| 1512 | 1 | 1 | 1 | 1 | 1 | 0 | 0.292 | 0 | 0.58896 | 0 | 1 | 1 | 1 | 1 | 1 | 1
| 1513 | 1 | 1 | 1 | 1 | 1 | 0 | 0.275 | 0 | 0.58896 | 0 | 1 | 1 | 1 | 1 | 1 | 1
| 1514 | 1 | 1 | 1 | 1 | 1 | 0 | 0.281 | 0 | 0.58896 | 0 | 1 | 1 | 1 | 1 | 1 | 1
| 1515 | 1 | 1 | 1 | 1 | 1 | 0 | 0.277 | 0 | 0.58896 | 0 | 1 | 1 | 1 | 1 | 1 | 1
| 1516 | 1 | 1 | 1 | 1 | 1 | 0 | 0.243 | 0 | 0.58896 | 0 | 1 | 1 | 1 | 1 | 1 | 1
| 1517 | 1 | 1 | 1 | 1 | 1 | 0 | 0.192 | 0 | 0.58896 | 0 | 1 | 1 | 1 | 1 | 1 | 1
| 1518 | 1 | 1 | 1 | 1 | 1 | 0 | 0.108 | 0 | 0.58896 | 0 | 1 | 1 | 1 | 1 | 1 | 1
| 1519 | 1 | 1 | 1 | 1 | 1 | 0.001 | 0.054 | 0 | 0.58896 | 0 | 1 | 1 | 1 | 1 | 1 | 1
| 1520 | 1 | 1 | 1 | 1 | 1 | 0.082 | 0.039 | 0 | 0.58896 | 0 | 1 | 1 | 1 | 1 | 1 | 1
| 1521 | 1 | 1 | 1 | 1 | 1 | 0.254 | 0.082 | 0 | 0.58896 | 0 | 1 | 1 | 1 | 1 | 1 | 1
| 1522 | 1 | 1 | 1 | 1 | 1 | 0.396 | 0.11 | 0 | 0.58896 | 0 | 1 | 1 | 1 | 1 | 1 | 1
| 1523 | 1 | 1 | 1 | 1 | 1 | 0.507 | 0.118 | 0 | 0.58896 | 0 | 1 | 1 | 1 | 1 | 1 | 1
| 1524 | 1 | 1 | 1 | 1 | 1 | 0.564 | 0.118 | 0 | 0.58896 | 0 | 1 | 1 | 1 | 1 | 1 | 1
| 1525 | 1 | 1 | 1 | 1 | 1 | 0.585 | 0.144 | 0 | 0.58896 | 0 | 1 | 1 | 1 | 1 | 1 | 1
| 1526 | 1 | 1 | 1 | 1 | 1 | 0.542 | 0.192 | 0 | 0.58896 | 0 | 1 | 1 | 1 | 1 | 1 | 1
| 1527 | 1 | 1 | 1 | 1 | 1 | 0.458 | 0.243 | 0 | 0.58896 | 0 | 1 | 1 | 1 | 1 | 1 | 1
| 1528 | 1 | 1 | 1 | 1 | 1 | 0.341 | 0.3 | 0 | 0.58896 | 0 | 1 | 1 | 1 | 1 | 1 | 1
| 1529 | 1 | 1 | 1 | 1 | 1 | 0.207 | 0.356 | 0 | 0.58896 | 0 | 1 | 1 | 1 | 1 | 1 | 1
| 1530 | 1 | 1 | 1 | 1 | 1 | 0.076 | 0.429 | 0 | 0.58896 | 0 | 1 | 1 | 1 | 1 | 1 | 1
| 1531 | 1 | 1 | 1 | 1 | 1 | 0.004 | 0.446 | 0 | 0.58896 | 0 | 1 | 1 | 1 | 1 | 1 | 1
| 1532 | 1 | 1 | 1 | 1 | 1 | 0 | 0.462 | 0 | 0.58896 | 0 | 1 | 1 | 1 | 1 | 1 | 1
| 1533 | 1 | 1 | 1 | 1 | 1 | 0 | 0.464 | 0 | 0.58896 | 0 | 1 | 1 | 1 | 1 | 1 | 1
| 1534 | 1 | 1 | 1 | 1 | 1 | 0 | 0.455 | 0 | 0.58896 | 0 | 1 | 1 | 1 | 1 | 1 | 1
| 1535 | 1 | 1 | 1 | 1 | 1 | 0 | 0.431 | 0 | 0.58896 | 0 | 1 | 1 | 1 | 1 | 1 | 1
| 1536 | 1 | 1 | 1 | 1 | 1 | 0 | 0.36 | 0 | 0.58896 | 0 | 1 | 1 | 1 | 1 | 1 | 1
| 1537 | 1 | 1 | 1 | 1 | 1 | 0 | 0.262 | 0 | 0.58896 | 0 | 1 | 1 | 1 | 1 | 1 | 1
| 1538 | 1 | 1 | 1 | 1 | 1 | 0 | 0.186 | 0 | 0.58896 | 0 | 1 | 1 | 1 | 1 | 1 | 1
| 1539 | 1 | 1 | 1 | 1 | 1 | 0 | 0.142 | 0 | 0.58896 | 0 | 1 | 1 | 1 | 1 | 1 | 1
| 1540 | 1 | 1 | 1 | 1 | 1 | 0 | 0.113 | 0 | 0.58896 | 0 | 1 | 1 | 1 | 1 | 1 | 1
| 1541 | 1 | 1 | 1 | 1 | 1 | 0 | 0.092 | 0 | 0.58896 | 0 | 1 | 1 | 1 | 1 | 1 | 1
| 1542 | 1 | 1 | 1 | 1 | 1 | 0 | 0.075 | 0 | 0.58896 | 0 | 1 | 1 | 1 | 1 | 1 | 1
| 1543 | 1 | 1 | 1 | 1 | 1 | 0.002 | 0.061 | 0 | 0.58896 | 0 | 1 | 1 | 1 | 1 | 1 | 1
| 1544 | 1 | 1 | 1 | 1 | 1 | 0.112 | 0.038 | 0 | 0.58896 | 0 | 1 | 1 | 1 | 1 | 1 | 1
| 1545 | 1 | 1 | 1 | 1 | 1 | 0.303 | 0.09 | 0 | 0.58896 | 0 | 1 | 1 | 1 | 1 | 1 | 1
| 1546 | 1 | 1 | 1 | 1 | 1 | 0.467 | 0.104 | 0 | 0.58896 | 0 | 1 | 1 | 1 | 1 | 1 | 1
| 1547 | 1 | 1 | 1 | 1 | 1 | 0.568 | 0.101 | 0 | 0.58896 | 0 | 1 | 1 | 1 | 1 | 1 | 1
| 1548 | 1 | 1 | 1 | 1 | 1 | 0.626 | 0.114 | 0 | 0.58896 | 0 | 1 | 1 | 1 | 1 | 1 | 1
| 1549 | 1 | 1 | 1 | 1 | 1 | 0.671 | 0.148 | 0 | 0.58896 | 0 | 1 | 1 | 1 | 1 | 1 | 1
| 1550 | 1 | 1 | 1 | 1 | 1 | 0.581 | 0.201 | 0 | 0.58896 | 0 | 1 | 1 | 1 | 1 | 1 | 1
| 1551 | 1 | 1 | 1 | 1 | 1 | 0.489 | 0.271 | 0 | 0.58896 | 0 | 1 | 1 | 1 | 1 | 1 | 1
| 1552 | 1 | 1 | 1 | 1 | 1 | 0.391 | 0.351 | 0 | 0.58896 | 0 | 1 | 1 | 1 | 1 | 1 | 1
| 1553 | 1 | 1 | 1 | 1 | 1 | 0.256 | 0.436 | 0 | 0.58896 | 0 | 1 | 1 | 1 | 1 | 1 | 1
| 1554 | 1 | 1 | 1 | 1 | 1 | 0.123 | 0.544 | 0 | 0.58896 | 0 | 1 | 1 | 1 | 1 | 1 | 1
| 1555 | 1 | 1 | 1 | 1 | 1 | 0.005 | 0.597 | 0 | 0.58896 | 0 | 1 | 1 | 1 | 1 | 1 | 1
| 1556 | 1 | 1 | 1 | 1 | 1 | 0 | 0.589 | 0 | 0.58896 | 0 | 1 | 1 | 1 | 1 | 1 | 1
| 1557 | 1 | 1 | 1 | 1 | 1 | 0 | 0.528 | 0 | 0.58896 | 0 | 1 | 1 | 1 | 1 | 1 | 1
| 1558 | 1 | 1 | 1 | 1 | 1 | 0 | 0.444 | 0 | 0.58896 | 0 | 1 | 1 | 1 | 1 | 1 | 1
| 1559 | 1 | 1 | 1 | 1 | 1 | 0 | 0.367 | 0 | 0.58896 | 0 | 1 | 1 | 1 | 1 | 1 | 1
| 1560 | 1 | 1 | 1 | 1 | 1 | 0 | 0.253 | 0 | 0.58896 | 0 | 1 | 1 | 1 | 1 | 1 | 1
| 1561 | 1 | 1 | 1 | 1 | 1 | 0 | 0.152 | 0 | 0.58896 | 0 | 1 | 1 | 1 | 1 | 1 | 1
| 1562 | 1 | 1 | 1 | 1 | 1 | 0 | 0.088 | 0 | 0.58896 | 0 | 1 | 1 | 1 | 1 | 1 | 1
| 1563 | 1 | 1 | 1 | 1 | 1 | 0 | 0.069 | 0 | 0.58896 | 0 | 1 | 1 | 1 | 1 | 1 | 1
| 1564 | 1 | 1 | 1 | 1 | 1 | 0 | 0.055 | 0 | 0.58896 | 0 | 1 | 1 | 1 | 1 | 1 | 1
| 1565 | 1 | 1 | 1 | 1 | 1 | 0 | 0.042 | 0 | 0.58896 | 0 | 1 | 1 | 1 | 1 | 1 | 1
| 1566 | 1 | 1 | 1 | 1 | 1 | 0 | 0.041 | 0 | 0.58896 | 0 | 1 | 1 | 1 | 1 | 1 | 1
| 1567 | 1 | 1 | 1 | 1 | 1 | 0.002 | 0.064 | 0 | 0.58896 | 0 | 1 | 1 | 1 | 1 | 1 | 1
| 1568 | 1 | 1 | 1 | 1 | 1 | 0.114 | 0.036 | 0 | 0.58896 | 0 | 1 | 1 | 1 | 1 | 1 | 1
| 1569 | 1 | 1 | 1 | 1 | 1 | 0.303 | 0.044 | 0 | 0.58896 | 0 | 1 | 1 | 1 | 1 | 1 | 1
| 1570 | 1 | 1 | 1 | 1 | 1 | 0.469 | 0.103 | 0 | 0.58896 | 0 | 1 | 1 | 1 | 1 | 1 | 1
| 1571 | 1 | 1 | 1 | 1 | 1 | 0.584 | 0.146 | 0 | 0.58896 | 0 | 1 | 1 | 1 | 1 | 1 | 1
| 1572 | 1 | 1 | 1 | 1 | 1 | 0.649 | 0.185 | 0 | 0.58896 | 0 | 1 | 1 | 1 | 1 | 1 | 1
| 1573 | 1 | 1 | 1 | 1 | 1 | 0.679 | 0.231 | 0 | 0.58896 | 0 | 1 | 1 | 1 | 1 | 1 | 1
| 1574 | 1 | 1 | 1 | 1 | 1 | 0.653 | 0.286 | 0 | 0.58896 | 0 | 1 | 1 | 1 | 1 | 1 | 1
| 1575 | 1 | 1 | 1 | 1 | 1 | 0.579 | 0.352 | 0 | 0.58896 | 0 | 1 | 1 | 1 | 1 | 1 | 1
| 1576 | 1 | 1 | 1 | 1 | 1 | 0.464 | 0.434 | 0 | 0.58896 | 0 | 1 | 1 | 1 | 1 | 1 | 1
| 1577 | 1 | 1 | 1 | 1 | 1 | 0.27 | 0.541 | 0 | 0.58896 | 0 | 1 | 1 | 1 | 1 | 1 | 1
| 1578 | 1 | 1 | 1 | 1 | 1 | 0.096 | 0.643 | 0 | 0.58896 | 0 | 1 | 1 | 1 | 1 | 1 | 1
| 1579 | 1 | 1 | 1 | 1 | 1 | 0.004 | 0.655 | 0 | 0.58896 | 0 | 1 | 1 | 1 | 1 | 1 | 1
| 1580 | 1 | 1 | 1 | 1 | 1 | 0 | 0.619 | 0 | 0.58896 | 0 | 1 | 1 | 1 | 1 | 1 | 1
| 1581 | 1 | 1 | 1 | 1 | 1 | 0 | 0.556 | 0 | 0.58896 | 0 | 1 | 1 | 1 | 1 | 1 | 1
| 1582 | 1 | 1 | 1 | 1 | 1 | 0 | 0.469 | 0 | 0.58896 | 0 | 1 | 1 | 1 | 1 | 1 | 1
| 1583 | 1 | 1 | 1 | 1 | 1 | 0 | 0.442 | 0 | 0.58896 | 0 | 1 | 1 | 1 | 1 | 1 | 1
| 1584 | 1 | 1 | 1 | 1 | 1 | 0 | 0.393 | 0 | 0.58896 | 0 | 1 | 1 | 1 | 1 | 1 | 1
| 1585 | 1 | 1 | 1 | 1 | 1 | 0 | 0.358 | 0 | 0.58896 | 0 | 1 | 1 | 1 | 1 | 1 | 1
| 1586 | 1 | 1 | 1 | 1 | 1 | 0 | 0.311 | 0 | 0.58896 | 0 | 1 | 1 | 1 | 1 | 1 | 1
| 1587 | 1 | 1 | 1 | 1 | 1 | 0 | 0.251 | 0 | 0.58896 | 0 | 1 | 1 | 1 | 1 | 1 | 1
| 1588 | 1 | 1 | 1 | 1 | 1 | 0 | 0.195 | 0 | 0.58896 | 0 | 1 | 1 | 1 | 1 | 1 | 1
| 1589 | 1 | 1 | 1 | 1 | 1 | 0 | 0.173 | 0 | 0.58896 | 0 | 1 | 1 | 1 | 1 | 1 | 1
| 1590 | 1 | 1 | 1 | 1 | 1 | 0 | 0.161 | 0 | 0.58896 | 0 | 1 | 1 | 1 | 1 | 1 | 1
| 1591 | 1 | 1 | 1 | 1 | 1 | 0.002 | 0.17 | 0 | 0.58896 | 0 | 1 | 1 | 1 | 1 | 1 | 1
| 1592 | 1 | 1 | 1 | 1 | 1 | 0.125 | 0.113 | 0 | 0.58896 | 0 | 1 | 1 | 1 | 1 | 1 | 1
| 1593 | 1 | 1 | 1 | 1 | 1 | 0.324 | 0.179 | 0 | 0.58896 | 0 | 1 | 1 | 1 | 1 | 1 | 1
| 1594 | 1 | 1 | 1 | 1 | 1 | 0.485 | 0.227 | 0 | 0.58896 | 0 | 1 | 1 | 1 | 1 | 1 | 1
| 1595 | 1 | 1 | 1 | 1 | 1 | 0.598 | 0.251 | 0 | 0.58896 | 0 | 1 | 1 | 1 | 1 | 1 | 1
| 1596 | 1 | 1 | 1 | 1 | 1 | 0.663 | 0.286 | 0 | 0.58896 | 0 | 1 | 1 | 1 | 1 | 1 | 1
| 1597 | 1 | 1 | 1 | 1 | 1 | 0.684 | 0.344 | 0 | 0.58896 | 0 | 1 | 1 | 1 | 1 | 1 | 1
| 1598 | 1 | 1 | 1 | 1 | 1 | 0.661 | 0.438 | 0 | 0.58896 | 0 | 1 | 1 | 1 | 1 | 1 | 1
| 1599 | 1 | 1 | 1 | 1 | 1 | 0.579 | 0.53 | 0 | 0.58896 | 0 | 1 | 1 | 1 | 1 | 1 | 1
| 1600 | 1 | 1 | 1 | 1 | 1 | 0.445 | 0.615 | 0 | 0.58896 | 0 | 1 | 1 | 1 | 1 | 1 | 1
| 1601 | 1 | 1 | 1 | 1 | 1 | 0.289 | 0.687 | 0 | 0.58896 | 0 | 1 | 1 | 1 | 1 | 1 | 1
| 1602 | 1 | 1 | 1 | 1 | 1 | 0.132 | 0.726 | 0 | 0.58896 | 0 | 1 | 1 | 1 | 1 | 1 | 1
| 1603 | 1 | 1 | 1 | 1 | 1 | 0.005 | 0.707 | 0 | 0.58896 | 0 | 1 | 1 | 1 | 1 | 1 | 1
| 1604 | 1 | 1 | 1 | 1 | 1 | 0 | 0.652 | 0 | 0.58896 | 0 | 1 | 1 | 1 | 1 | 1 | 1
| 1605 | 1 | 1 | 1 | 1 | 1 | 0 | 0.56 | 0 | 0.58896 | 0 | 1 | 1 | 1 | 1 | 1 | 1
| 1606 | 1 | 1 | 1 | 1 | 1 | 0 | 0.472 | 0 | 0.58896 | 0 | 1 | 1 | 1 | 1 | 1 | 1
| 1607 | 1 | 1 | 1 | 1 | 1 | 0 | 0.413 | 0 | 0.58896 | 0 | 1 | 1 | 1 | 1 | 1 | 1
| 1608 | 1 | 1 | 1 | 1 | 1 | 0 | 0.352 | 0 | 0.58896 | 0 | 1 | 1 | 1 | 1 | 1 | 1
| 1609 | 1 | 1 | 1 | 1 | 1 | 0 | 0.302 | 0 | 0.58896 | 0 | 1 | 1 | 1 | 1 | 1 | 1
| 1610 | 1 | 1 | 1 | 1 | 1 | 0 | 0.29 | 0 | 0.58896 | 0 | 1 | 1 | 1 | 1 | 1 | 1
| 1611 | 1 | 1 | 1 | 1 | 1 | 0 | 0.28 | 0 | 0.58896 | 0 | 1 | 1 | 1 | 1 | 1 | 1
| 1612 | 1 | 1 | 1 | 1 | 1 | 0 | 0.255 | 0 | 0.58896 | 0 | 1 | 1 | 1 | 1 | 1 | 1
| 1613 | 1 | 1 | 1 | 1 | 1 | 0 | 0.241 | 0 | 0.58896 | 0 | 1 | 1 | 1 | 1 | 1 | 1
| 1614 | 1 | 1 | 1 | 1 | 1 | 0 | 0.228 | 0 | 0.58896 | 0 | 1 | 1 | 1 | 1 | 1 | 1
| 1615 | 1 | 1 | 1 | 1 | 1 | 0.002 | 0.213 | 0 | 0.58896 | 0 | 1 | 1 | 1 | 1 | 1 | 1
| 1616 | 1 | 1 | 1 | 1 | 1 | 0.124 | 0.173 | 0 | 0.58896 | 0 | 1 | 1 | 1 | 1 | 1 | 1
| 1617 | 1 | 1 | 1 | 1 | 1 | 0.321 | 0.398 | 0 | 0.58896 | 0 | 1 | 1 | 1 | 1 | 1 | 1
| 1618 | 1 | 1 | 1 | 1 | 1 | 0.484 | 0.561 | 0 | 0.58896 | 0 | 1 | 1 | 1 | 1 | 1 | 1
| 1619 | 1 | 1 | 1 | 1 | 1 | 0.6 | 0.63 | 0 | 0.58896 | 0 | 1 | 1 | 1 | 1 | 1 | 1
| 1620 | 1 | 1 | 1 | 1 | 1 | 0.666 | 0.663 | 0 | 0.58896 | 0 | 1 | 1 | 1 | 1 | 1 | 1
| 1621 | 1 | 1 | 1 | 1 | 1 | 0.689 | 0.689 | 0 | 0.58896 | 0 | 1 | 1 | 1 | 1 | 1 | 1
| 1622 | 1 | 1 | 1 | 1 | 1 | 0.658 | 0.71 | 0 | 0.58896 | 0 | 1 | 1 | 1 | 1 | 1 | 1
| 1623 | 1 | 1 | 1 | 1 | 1 | 0.6 | 0.737 | 0 | 0.58896 | 0 | 1 | 1 | 1 | 1 | 1 | 1
| 1624 | 1 | 1 | 1 | 1 | 1 | 0.492 | 0.759 | 0 | 0.58896 | 0 | 1 | 1 | 1 | 1 | 1 | 1
| 1625 | 1 | 1 | 1 | 1 | 1 | 0.339 | 0.777 | 0 | 0.58896 | 0 | 1 | 1 | 1 | 1 | 1 | 1
| 1626 | 1 | 1 | 1 | 1 | 1 | 0.148 | 0.786 | 0 | 0.58896 | 0 | 1 | 1 | 1 | 1 | 1 | 1
| 1627 | 1 | 1 | 1 | 1 | 1 | 0.005 | 0.763 | 0 | 0.58896 | 0 | 1 | 1 | 1 | 1 | 1 | 1
| 1628 | 1 | 1 | 1 | 1 | 1 | 0 | 0.72 | 0 | 0.58896 | 0 | 1 | 1 | 1 | 1 | 1 | 1
| 1629 | 1 | 1 | 1 | 1 | 1 | 0 | 0.687 | 0 | 0.58896 | 0 | 1 | 1 | 1 | 1 | 1 | 1
| 1630 | 1 | 1 | 1 | 1 | 1 | 0 | 0.674 | 0 | 0.58896 | 0 | 1 | 1 | 1 | 1 | 1 | 1
| 1631 | 1 | 1 | 1 | 1 | 1 | 0 | 0.662 | 0 | 0.58896 | 0 | 1 | 1 | 1 | 1 | 1 | 1
| 1632 | 1 | 1 | 1 | 1 | 1 | 0 | 0.653 | 0 | 0.58896 | 0 | 1 | 1 | 1 | 1 | 1 | 1
| 1633 | 1 | 1 | 1 | 1 | 1 | 0 | 0.612 | 0 | 0.58896 | 0 | 1 | 1 | 1 | 1 | 1 | 1
| 1634 | 1 | 1 | 1 | 1 | 1 | 0 | 0.566 | 0 | 0.58896 | 0 | 1 | 1 | 1 | 1 | 1 | 1
| 1635 | 1 | 1 | 1 | 1 | 1 | 0 | 0.543 | 0 | 0.58896 | 0 | 1 | 1 | 1 | 1 | 1 | 1
| 1636 | 1 | 1 | 1 | 1 | 1 | 0 | 0.518 | 0 | 0.58896 | 0 | 1 | 1 | 1 | 1 | 1 | 1
| 1637 | 1 | 1 | 1 | 1 | 1 | 0 | 0.48 | 0 | 0.58896 | 0 | 1 | 1 | 1 | 1 | 1 | 1
| 1638 | 1 | 1 | 1 | 1 | 1 | 0 | 0.407 | 0 | 0.58896 | 0 | 1 | 1 | 1 | 1 | 1 | 1
| 1639 | 1 | 1 | 1 | 1 | 1 | 0.002 | 0.358 | 0 | 0.58896 | 0 | 1 | 1 | 1 | 1 | 1 | 1
| 1640 | 1 | 1 | 1 | 1 | 1 | 0.122 | 0.315 | 0 | 0.58896 | 0 | 1 | 1 | 1 | 1 | 1 | 1
| 1641 | 1 | 1 | 1 | 1 | 1 | 0.317 | 0.438 | 0 | 0.58896 | 0 | 1 | 1 | 1 | 1 | 1 | 1
| 1642 | 1 | 1 | 1 | 1 | 1 | 0.481 | 0.55 | 0 | 0.58896 | 0 | 1 | 1 | 1 | 1 | 1 | 1
| 1643 | 1 | 1 | 1 | 1 | 1 | 0.601 | 0.55 | 0 | 0.58896 | 0 | 1 | 1 | 1 | 1 | 1 | 1
| 1644 | 1 | 1 | 1 | 1 | 1 | 0.673 | 0.556 | 0 | 0.58896 | 0 | 1 | 1 | 1 | 1 | 1 | 1
| 1645 | 1 | 1 | 1 | 1 | 1 | 0.694 | 0.567 | 0 | 0.58896 | 0 | 1 | 1 | 1 | 1 | 1 | 1
| 1646 | 1 | 1 | 1 | 1 | 1 | 0.627 | 0.578 | 0 | 0.58896 | 0 | 1 | 1 | 1 | 1 | 1 | 1
| 1647 | 1 | 1 | 1 | 1 | 1 | 0.519 | 0.618 | 0 | 0.58896 | 0 | 1 | 1 | 1 | 1 | 1 | 1
| 1648 | 1 | 1 | 1 | 1 | 1 | 0.41 | 0.639 | 0 | 0.58896 | 0 | 1 | 1 | 1 | 1 | 1 | 1
| 1649 | 1 | 1 | 1 | 1 | 1 | 0.277 | 0.675 | 0 | 0.58896 | 0 | 1 | 1 | 1 | 1 | 1 | 1
| 1650 | 1 | 1 | 1 | 1 | 1 | 0.129 | 0.735 | 0 | 0.58896 | 0 | 1 | 1 | 1 | 1 | 1 | 1
| 1651 | 1 | 1 | 1 | 1 | 1 | 0.005 | 0.739 | 0 | 0.58896 | 0 | 1 | 1 | 1 | 1 | 1 | 1
| 1652 | 1 | 1 | 1 | 1 | 1 | 0 | 0.705 | 0 | 0.58896 | 0 | 1 | 1 | 1 | 1 | 1 | 1
| 1653 | 1 | 1 | 1 | 1 | 1 | 0 | 0.687 | 0 | 0.58896 | 0 | 1 | 1 | 1 | 1 | 1 | 1
| 1654 | 1 | 1 | 1 | 1 | 1 | 0 | 0.651 | 0 | 0.58896 | 0 | 1 | 1 | 1 | 1 | 1 | 1
| 1655 | 1 | 1 | 1 | 1 | 1 | 0 | 0.598 | 0 | 0.58896 | 0 | 1 | 1 | 1 | 1 | 1 | 1
| 1656 | 1 | 1 | 1 | 1 | 1 | 0 | 0.552 | 0 | 0.58896 | 0 | 1 | 1 | 1 | 1 | 1 | 1
| 1657 | 1 | 1 | 1 | 1 | 1 | 0 | 0.417 | 0 | 0.58896 | 0 | 1 | 1 | 1 | 1 | 1 | 1
| 1658 | 1 | 1 | 1 | 1 | 1 | 0 | 0.355 | 0 | 0.58896 | 0 | 1 | 1 | 1 | 1 | 1 | 1
| 1659 | 1 | 1 | 1 | 1 | 1 | 0 | 0.307 | 0 | 0.58896 | 0 | 1 | 1 | 1 | 1 | 1 | 1
| 1660 | 1 | 1 | 1 | 1 | 1 | 0 | 0.264 | 0 | 0.58896 | 0 | 1 | 1 | 1 | 1 | 1 | 1
| 1661 | 1 | 1 | 1 | 1 | 1 | 0 | 0.241 | 0 | 0.58896 | 0 | 1 | 1 | 1 | 1 | 1 | 1
| 1662 | 1 | 1 | 1 | 1 | 1 | 0 | 0.221 | 0 | 0.58896 | 0 | 1 | 1 | 1 | 1 | 1 | 1
| 1663 | 1 | 1 | 1 | 1 | 1 | 0.002 | 0.206 | 0 | 0.58896 | 0 | 1 | 1 | 1 | 1 | 1 | 1
| 1664 | 1 | 1 | 1 | 1 | 1 | 0.132 | 0.179 | 0 | 0.58896 | 0 | 1 | 1 | 1 | 1 | 1 | 1
| 1665 | 1 | 1 | 1 | 1 | 1 | 0.335 | 0.336 | 0 | 0.58896 | 0 | 1 | 1 | 1 | 1 | 1 | 1
| 1666 | 1 | 1 | 1 | 1 | 1 | 0.496 | 0.449 | 0 | 0.58896 | 0 | 1 | 1 | 1 | 1 | 1 | 1
| 1667 | 1 | 1 | 1 | 1 | 1 | 0.612 | 0.484 | 0 | 0.58896 | 0 | 1 | 1 | 1 | 1 | 1 | 1
| 1668 | 1 | 1 | 1 | 1 | 1 | 0.677 | 0.476 | 0 | 0.58896 | 0 | 1 | 1 | 1 | 1 | 1 | 1
| 1669 | 1 | 1 | 1 | 1 | 1 | 0.697 | 0.464 | 0 | 0.58896 | 0 | 1 | 1 | 1 | 1 | 1 | 1
| 1670 | 1 | 1 | 1 | 1 | 1 | 0.674 | 0.444 | 0 | 0.58896 | 0 | 1 | 1 | 1 | 1 | 1 | 1
| 1671 | 1 | 1 | 1 | 1 | 1 | 0.608 | 0.423 | 0 | 0.58896 | 0 | 1 | 1 | 1 | 1 | 1 | 1
| 1672 | 1 | 1 | 1 | 1 | 1 | 0.497 | 0.433 | 0 | 0.58896 | 0 | 1 | 1 | 1 | 1 | 1 | 1
| 1673 | 1 | 1 | 1 | 1 | 1 | 0.342 | 0.479 | 0 | 0.58896 | 0 | 1 | 1 | 1 | 1 | 1 | 1
| 1674 | 1 | 1 | 1 | 1 | 1 | 0.153 | 0.561 | 0 | 0.58896 | 0 | 1 | 1 | 1 | 1 | 1 | 1
| 1675 | 1 | 1 | 1 | 1 | 1 | 0.006 | 0.658 | 0 | 0.58896 | 0 | 1 | 1 | 1 | 1 | 1 | 1
| 1676 | 1 | 1 | 1 | 1 | 1 | 0 | 0.646 | 0 | 0.58896 | 0 | 1 | 1 | 1 | 1 | 1 | 1
| 1677 | 1 | 1 | 1 | 1 | 1 | 0 | 0.613 | 0 | 0.58896 | 0 | 1 | 1 | 1 | 1 | 1 | 1
| 1678 | 1 | 1 | 1 | 1 | 1 | 0 | 0.586 | 0 | 0.58896 | 0 | 1 | 1 | 1 | 1 | 1 | 1
| 1679 | 1 | 1 | 1 | 1 | 1 | 0 | 0.527 | 0 | 0.58896 | 0 | 1 | 1 | 1 | 1 | 1 | 1
| 1680 | 1 | 1 | 1 | 1 | 1 | 0 | 0.464 | 0 | 0.58896 | 0 | 1 | 1 | 1 | 1 | 1 | 1
| 1681 | 1 | 1 | 1 | 1 | 1 | 0 | 0.399 | 0 | 0.58896 | 0 | 1 | 1 | 1 | 1 | 1 | 1
| 1682 | 1 | 1 | 1 | 1 | 1 | 0 | 0.341 | 0 | 0.58896 | 0 | 1 | 1 | 1 | 1 | 1 | 1
| 1683 | 1 | 1 | 1 | 1 | 1 | 0 | 0.337 | 0 | 0.58896 | 0 | 1 | 1 | 1 | 1 | 1 | 1
| 1684 | 1 | 1 | 1 | 1 | 1 | 0 | 0.304 | 0 | 0.58896 | 0 | 1 | 1 | 1 | 1 | 1 | 1
| 1685 | 1 | 1 | 1 | 1 | 1 | 0 | 0.299 | 0 | 0.58896 | 0 | 1 | 1 | 1 | 1 | 1 | 1
| 1686 | 1 | 1 | 1 | 1 | 1 | 0 | 0.305 | 0 | 0.58896 | 0 | 1 | 1 | 1 | 1 | 1 | 1
| 1687 | 1 | 1 | 1 | 1 | 1 | 0.002 | 0.31 | 0 | 0.58896 | 0 | 1 | 1 | 1 | 1 | 1 | 1
| 1688 | 1 | 1 | 1 | 1 | 1 | 0.133 | 0.336 | 0 | 0.58896 | 0 | 1 | 1 | 1 | 1 | 1 | 1
| 1689 | 1 | 1 | 1 | 1 | 1 | 0.332 | 0.516 | 0 | 0.58896 | 0 | 1 | 1 | 1 | 1 | 1 | 1
| 1690 | 1 | 1 | 1 | 1 | 1 | 0.497 | 0.516 | 0 | 0.58896 | 0 | 1 | 1 | 1 | 1 | 1 | 1
| 1691 | 1 | 1 | 1 | 1 | 1 | 0.611 | 0.475 | 0 | 0.58896 | 0 | 1 | 1 | 1 | 1 | 1 | 1
| 1692 | 1 | 1 | 1 | 1 | 1 | 0.677 | 0.454 | 0 | 0.58896 | 0 | 1 | 1 | 1 | 1 | 1 | 1
| 1693 | 1 | 1 | 1 | 1 | 1 | 0.698 | 0.466 | 0 | 0.58896 | 0 | 1 | 1 | 1 | 1 | 1 | 1
| 1694 | 1 | 1 | 1 | 1 | 1 | 0.674 | 0.501 | 0 | 0.58896 | 0 | 1 | 1 | 1 | 1 | 1 | 1
| 1695 | 1 | 1 | 1 | 1 | 1 | 0.608 | 0.544 | 0 | 0.58896 | 0 | 1 | 1 | 1 | 1 | 1 | 1
| 1696 | 1 | 1 | 1 | 1 | 1 | 0.497 | 0.59 | 0 | 0.58896 | 0 | 1 | 1 | 1 | 1 | 1 | 1
| 1697 | 1 | 1 | 1 | 1 | 1 | 0.335 | 0.633 | 0 | 0.58896 | 0 | 1 | 1 | 1 | 1 | 1 | 1
| 1698 | 1 | 1 | 1 | 1 | 1 | 0.153 | 0.683 | 0 | 0.58896 | 0 | 1 | 1 | 1 | 1 | 1 | 1
| 1699 | 1 | 1 | 1 | 1 | 1 | 0.006 | 0.715 | 0 | 0.58896 | 0 | 1 | 1 | 1 | 1 | 1 | 1
| 1700 | 1 | 1 | 1 | 1 | 1 | 0 | 0.728 | 0 | 0.58896 | 0 | 1 | 1 | 1 | 1 | 1 | 1
| 1701 | 1 | 1 | 1 | 1 | 1 | 0 | 0.651 | 0 | 0.58896 | 0 | 1 | 1 | 1 | 1 | 1 | 1
| 1702 | 1 | 1 | 1 | 1 | 1 | 0 | 0.61 | 0 | 0.58896 | 0 | 1 | 1 | 1 | 1 | 1 | 1
| 1703 | 1 | 1 | 1 | 1 | 1 | 0 | 0.573 | 0 | 0.58896 | 0 | 1 | 1 | 1 | 1 | 1 | 1
| 1704 | 1 | 1 | 1 | 1 | 1 | 0 | 0.546 | 0 | 0.58896 | 0 | 1 | 1 | 1 | 1 | 1 | 1
| 1705 | 1 | 1 | 1 | 1 | 1 | 0 | 0.521 | 0 | 0.58896 | 0 | 1 | 1 | 1 | 1 | 1 | 1
| 1706 | 1 | 1 | 1 | 1 | 1 | 0 | 0.487 | 0 | 0.58896 | 0 | 1 | 1 | 1 | 1 | 1 | 1
| 1707 | 1 | 1 | 1 | 1 | 1 | 0 | 0.429 | 0 | 0.58896 | 0 | 1 | 1 | 1 | 1 | 1 | 1
| 1708 | 1 | 1 | 1 | 1 | 1 | 0 | 0.376 | 0 | 0.58896 | 0 | 1 | 1 | 1 | 1 | 1 | 1
| 1709 | 1 | 1 | 1 | 1 | 1 | 0 | 0.313 | 0 | 0.58896 | 0 | 1 | 1 | 1 | 1 | 1 | 1
| 1710 | 1 | 1 | 1 | 1 | 1 | 0 | 0.274 | 0 | 0.58896 | 0 | 1 | 1 | 1 | 1 | 1 | 1
| 1711 | 1 | 1 | 1 | 1 | 1 | 0.002 | 0.259 | 0 | 0.58896 | 0 | 1 | 1 | 1 | 1 | 1 | 1
| 1712 | 1 | 1 | 1 | 1 | 1 | 0.138 | 0.219 | 0 | 0.58896 | 0 | 1 | 1 | 1 | 1 | 1 | 1
| 1713 | 1 | 1 | 1 | 1 | 1 | 0.34 | 0.376 | 0 | 0.58896 | 0 | 1 | 1 | 1 | 1 | 1 | 1
| 1714 | 1 | 1 | 1 | 1 | 1 | 0.501 | 0.442 | 0 | 0.58896 | 0 | 1 | 1 | 1 | 1 | 1 | 1
| 1715 | 1 | 1 | 1 | 1 | 1 | 0.617 | 0.449 | 0 | 0.58896 | 0 | 1 | 1 | 1 | 1 | 1 | 1
| 1716 | 1 | 1 | 1 | 1 | 1 | 0.681 | 0.473 | 0 | 0.58896 | 0 | 1 | 1 | 1 | 1 | 1 | 1
| 1717 | 1 | 1 | 1 | 1 | 1 | 0.7 | 0.526 | 0 | 0.58896 | 0 | 1 | 1 | 1 | 1 | 1 | 1
| 1718 | 1 | 1 | 1 | 1 | 1 | 0.676 | 0.583 | 0 | 0.58896 | 0 | 1 | 1 | 1 | 1 | 1 | 1
| 1719 | 1 | 1 | 1 | 1 | 1 | 0.589 | 0.633 | 0 | 0.58896 | 0 | 1 | 1 | 1 | 1 | 1 | 1
| 1720 | 1 | 1 | 1 | 1 | 1 | 0.436 | 0.679 | 0 | 0.58896 | 0 | 1 | 1 | 1 | 1 | 1 | 1
| 1721 | 1 | 1 | 1 | 1 | 1 | 0.256 | 0.719 | 0 | 0.58896 | 0 | 1 | 1 | 1 | 1 | 1 | 1
| 1722 | 1 | 1 | 1 | 1 | 1 | 0.1 | 0.75 | 0 | 0.58896 | 0 | 1 | 1 | 1 | 1 | 1 | 1
| 1723 | 1 | 1 | 1 | 1 | 1 | 0.004 | 0.748 | 0 | 0.58896 | 0 | 1 | 1 | 1 | 1 | 1 | 1
| 1724 | 1 | 1 | 1 | 1 | 1 | 0 | 0.698 | 0 | 0.58896 | 0 | 1 | 1 | 1 | 1 | 1 | 1
| 1725 | 1 | 1 | 1 | 1 | 1 | 0 | 0.639 | 0 | 0.58896 | 0 | 1 | 1 | 1 | 1 | 1 | 1
| 1726 | 1 | 1 | 1 | 1 | 1 | 0 | 0.63 | 0 | 0.58896 | 0 | 1 | 1 | 1 | 1 | 1 | 1
| 1727 | 1 | 1 | 1 | 1 | 1 | 0 | 0.586 | 0 | 0.58896 | 0 | 1 | 1 | 1 | 1 | 1 | 1
| 1728 | 1 | 1 | 1 | 1 | 1 | 0 | 0.586 | 0 | 0.58896 | 0 | 1 | 1 | 1 | 1 | 1 | 1
| 1729 | 1 | 1 | 1 | 1 | 1 | 0 | 0.501 | 0 | 0.58896 | 0 | 1 | 1 | 1 | 1 | 1 | 1
| 1730 | 1 | 1 | 1 | 1 | 1 | 0 | 0.379 | 0 | 0.58896 | 0 | 1 | 1 | 1 | 1 | 1 | 1
| 1731 | 1 | 1 | 1 | 1 | 1 | 0 | 0.35 | 0 | 0.58896 | 0 | 1 | 1 | 1 | 1 | 1 | 1
| 1732 | 1 | 1 | 1 | 1 | 1 | 0 | 0.347 | 0 | 0.58896 | 0 | 1 | 1 | 1 | 1 | 1 | 1
| 1733 | 1 | 1 | 1 | 1 | 1 | 0 | 0.314 | 0 | 0.58896 | 0 | 1 | 1 | 1 | 1 | 1 | 1
| 1734 | 1 | 1 | 1 | 1 | 1 | 0 | 0.255 | 0 | 0.58896 | 0 | 1 | 1 | 1 | 1 | 1 | 1
| 1735 | 1 | 1 | 1 | 1 | 1 | 0.002 | 0.191 | 0 | 0.58896 | 0 | 1 | 1 | 1 | 1 | 1 | 1
| 1736 | 1 | 1 | 1 | 1 | 1 | 0.11 | 0.245 | 0 | 0.58896 | 0 | 1 | 1 | 1 | 1 | 1 | 1
| 1737 | 1 | 1 | 1 | 1 | 1 | 0.311 | 0.424 | 0 | 0.58896 | 0 | 1 | 1 | 1 | 1 | 1 | 1
| 1738 | 1 | 1 | 1 | 1 | 1 | 0.498 | 0.469 | 0 | 0.58896 | 0 | 1 | 1 | 1 | 1 | 1 | 1
| 1739 | 1 | 1 | 1 | 1 | 1 | 0.619 | 0.457 | 0 | 0.58896 | 0 | 1 | 1 | 1 | 1 | 1 | 1
| 1740 | 1 | 1 | 1 | 1 | 1 | 0.683 | 0.444 | 0 | 0.58896 | 0 | 1 | 1 | 1 | 1 | 1 | 1
| 1741 | 1 | 1 | 1 | 1 | 1 | 0.703 | 0.437 | 0 | 0.58896 | 0 | 1 | 1 | 1 | 1 | 1 | 1
| 1742 | 1 | 1 | 1 | 1 | 1 | 0.679 | 0.451 | 0 | 0.58896 | 0 | 1 | 1 | 1 | 1 | 1 | 1
| 1743 | 1 | 1 | 1 | 1 | 1 | 0.613 | 0.485 | 0 | 0.58896 | 0 | 1 | 1 | 1 | 1 | 1 | 1
| 1744 | 1 | 1 | 1 | 1 | 1 | 0.498 | 0.54 | 0 | 0.58896 | 0 | 1 | 1 | 1 | 1 | 1 | 1
| 1745 | 1 | 1 | 1 | 1 | 1 | 0.337 | 0.601 | 0 | 0.58896 | 0 | 1 | 1 | 1 | 1 | 1 | 1
| 1746 | 1 | 1 | 1 | 1 | 1 | 0.141 | 0.664 | 0 | 0.58896 | 0 | 1 | 1 | 1 | 1 | 1 | 1
| 1747 | 1 | 1 | 1 | 1 | 1 | 0.004 | 0.708 | 0 | 0.58896 | 0 | 1 | 1 | 1 | 1 | 1 | 1
| 1748 | 1 | 1 | 1 | 1 | 1 | 0 | 0.721 | 0 | 0.58896 | 0 | 1 | 1 | 1 | 1 | 1 | 1
| 1749 | 1 | 1 | 1 | 1 | 1 | 0 | 0.707 | 0 | 0.58896 | 0 | 1 | 1 | 1 | 1 | 1 | 1
| 1750 | 1 | 1 | 1 | 1 | 1 | 0 | 0.62 | 0 | 0.58896 | 0 | 1 | 1 | 1 | 1 | 1 | 1
| 1751 | 1 | 1 | 1 | 1 | 1 | 0 | 0.586 | 0 | 0.58896 | 0 | 1 | 1 | 1 | 1 | 1 | 1
| 1752 | 1 | 1 | 1 | 1 | 1 | 0 | 0.484 | 0 | 0.58896 | 0 | 1 | 1 | 1 | 1 | 1 | 1
| 1753 | 1 | 1 | 1 | 1 | 1 | 0 | 0.432 | 0 | 0.58896 | 0 | 1 | 1 | 1 | 1 | 1 | 1
| 1754 | 1 | 1 | 1 | 1 | 1 | 0 | 0.386 | 0 | 0.58896 | 0 | 1 | 1 | 1 | 1 | 1 | 1
| 1755 | 1 | 1 | 1 | 1 | 1 | 0 | 0.355 | 0 | 0.58896 | 0 | 1 | 1 | 1 | 1 | 1 | 1
| 1756 | 1 | 1 | 1 | 1 | 1 | 0 | 0.328 | 0 | 0.58896 | 0 | 1 | 1 | 1 | 1 | 1 | 1
| 1757 | 1 | 1 | 1 | 1 | 1 | 0 | 0.286 | 0 | 0.58896 | 0 | 1 | 1 | 1 | 1 | 1 | 1
| 1758 | 1 | 1 | 1 | 1 | 1 | 0 | 0.243 | 0 | 0.58896 | 0 | 1 | 1 | 1 | 1 | 1 | 1
| 1759 | 1 | 1 | 1 | 1 | 1 | 0.002 | 0.207 | 0 | 0.58896 | 0 | 1 | 1 | 1 | 1 | 1 | 1
| 1760 | 1 | 1 | 1 | 1 | 1 | 0.132 | 0.208 | 0 | 0.58896 | 0 | 1 | 1 | 1 | 1 | 1 | 1
| 1761 | 1 | 1 | 1 | 1 | 1 | 0.348 | 0.396 | 0 | 0.58896 | 0 | 1 | 1 | 1 | 1 | 1 | 1
| 1762 | 1 | 1 | 1 | 1 | 1 | 0.509 | 0.483 | 0 | 0.58896 | 0 | 1 | 1 | 1 | 1 | 1 | 1
| 1763 | 1 | 1 | 1 | 1 | 1 | 0.622 | 0.51 | 0 | 0.58896 | 0 | 1 | 1 | 1 | 1 | 1 | 1
| 1764 | 1 | 1 | 1 | 1 | 1 | 0.686 | 0.521 | 0 | 0.58896 | 0 | 1 | 1 | 1 | 1 | 1 | 1
| 1765 | 1 | 1 | 1 | 1 | 1 | 0.705 | 0.513 | 0 | 0.58896 | 0 | 1 | 1 | 1 | 1 | 1 | 1
| 1766 | 1 | 1 | 1 | 1 | 1 | 0.682 | 0.519 | 0 | 0.58896 | 0 | 1 | 1 | 1 | 1 | 1 | 1
| 1767 | 1 | 1 | 1 | 1 | 1 | 0.615 | 0.535 | 0 | 0.58896 | 0 | 1 | 1 | 1 | 1 | 1 | 1
| 1768 | 1 | 1 | 1 | 1 | 1 | 0.505 | 0.559 | 0 | 0.58896 | 0 | 1 | 1 | 1 | 1 | 1 | 1
| 1769 | 1 | 1 | 1 | 1 | 1 | 0.348 | 0.578 | 0 | 0.58896 | 0 | 1 | 1 | 1 | 1 | 1 | 1
| 1770 | 1 | 1 | 1 | 1 | 1 | 0.157 | 0.601 | 0 | 0.58896 | 0 | 1 | 1 | 1 | 1 | 1 | 1
| 1771 | 1 | 1 | 1 | 1 | 1 | 0.007 | 0.606 | 0 | 0.58896 | 0 | 1 | 1 | 1 | 1 | 1 | 1
| 1772 | 1 | 1 | 1 | 1 | 1 | 0 | 0.59 | 0 | 0.58896 | 0 | 1 | 1 | 1 | 1 | 1 | 1
| 1773 | 1 | 1 | 1 | 1 | 1 | 0 | 0.621 | 0 | 0.58896 | 0 | 1 | 1 | 1 | 1 | 1 | 1
| 1774 | 1 | 1 | 1 | 1 | 1 | 0 | 0.615 | 0 | 0.58896 | 0 | 1 | 1 | 1 | 1 | 1 | 1
| 1775 | 1 | 1 | 1 | 1 | 1 | 0 | 0.559 | 0 | 0.58896 | 0 | 1 | 1 | 1 | 1 | 1 | 1
| 1776 | 1 | 1 | 1 | 1 | 1 | 0 | 0.538 | 0 | 0.58896 | 0 | 1 | 1 | 1 | 1 | 1 | 1
| 1777 | 1 | 1 | 1 | 1 | 1 | 0 | 0.501 | 0 | 0.58896 | 0 | 1 | 1 | 1 | 1 | 1 | 1
| 1778 | 1 | 1 | 1 | 1 | 1 | 0 | 0.454 | 0 | 0.58896 | 0 | 1 | 1 | 1 | 1 | 1 | 1
| 1779 | 1 | 1 | 1 | 1 | 1 | 0 | 0.416 | 0 | 0.58896 | 0 | 1 | 1 | 1 | 1 | 1 | 1
| 1780 | 1 | 1 | 1 | 1 | 1 | 0 | 0.364 | 0 | 0.58896 | 0 | 1 | 1 | 1 | 1 | 1 | 1
| 1781 | 1 | 1 | 1 | 1 | 1 | 0 | 0.261 | 0 | 0.58896 | 0 | 1 | 1 | 1 | 1 | 1 | 1
| 1782 | 1 | 1 | 1 | 1 | 1 | 0 | 0.192 | 0 | 0.58896 | 0 | 1 | 1 | 1 | 1 | 1 | 1
| 1783 | 1 | 1 | 1 | 1 | 1 | 0.002 | 0.167 | 0 | 0.58896 | 0 | 1 | 1 | 1 | 1 | 1 | 1
| 1784 | 1 | 1 | 1 | 1 | 1 | 0.114 | 0.26 | 0 | 0.58896 | 0 | 1 | 1 | 1 | 1 | 1 | 1
| 1785 | 1 | 1 | 1 | 1 | 1 | 0.309 | 0.423 | 0 | 0.58896 | 0 | 1 | 1 | 1 | 1 | 1 | 1
| 1786 | 1 | 1 | 1 | 1 | 1 | 0.494 | 0.442 | 0 | 0.58896 | 0 | 1 | 1 | 1 | 1 | 1 | 1
| 1787 | 1 | 1 | 1 | 1 | 1 | 0.616 | 0.4 | 0 | 0.58896 | 0 | 1 | 1 | 1 | 1 | 1 | 1
| 1788 | 1 | 1 | 1 | 1 | 1 | 0.674 | 0.359 | 0 | 0.58896 | 0 | 1 | 1 | 1 | 1 | 1 | 1
| 1789 | 1 | 1 | 1 | 1 | 1 | 0.685 | 0.343 | 0 | 0.58896 | 0 | 1 | 1 | 1 | 1 | 1 | 1
| 1790 | 1 | 1 | 1 | 1 | 1 | 0.659 | 0.357 | 0 | 0.58896 | 0 | 1 | 1 | 1 | 1 | 1 | 1
| 1791 | 1 | 1 | 1 | 1 | 1 | 0.586 | 0.382 | 0 | 0.58896 | 0 | 1 | 1 | 1 | 1 | 1 | 1
| 1792 | 1 | 1 | 1 | 1 | 1 | 0.475 | 0.413 | 0 | 0.58896 | 0 | 1 | 1 | 1 | 1 | 1 | 1
| 1793 | 1 | 1 | 1 | 1 | 1 | 0.327 | 0.441 | 0 | 0.58896 | 0 | 1 | 1 | 1 | 1 | 1 | 1
| 1794 | 1 | 1 | 1 | 1 | 1 | 0.145 | 0.469 | 0 | 0.58896 | 0 | 1 | 1 | 1 | 1 | 1 | 1
| 1795 | 1 | 1 | 1 | 1 | 1 | 0.006 | 0.5 | 0 | 0.58896 | 0 | 1 | 1 | 1 | 1 | 1 | 1
| 1796 | 1 | 1 | 1 | 1 | 1 | 0 | 0.516 | 0 | 0.58896 | 0 | 1 | 1 | 1 | 1 | 1 | 1
| 1797 | 1 | 1 | 1 | 1 | 1 | 0 | 0.55 | 0 | 0.58896 | 0 | 1 | 1 | 1 | 1 | 1 | 1
| 1798 | 1 | 1 | 1 | 1 | 1 | 0 | 0.519 | 0 | 0.58896 | 0 | 1 | 1 | 1 | 1 | 1 | 1
| 1799 | 1 | 1 | 1 | 1 | 1 | 0 | 0.485 | 0 | 0.58896 | 0 | 1 | 1 | 1 | 1 | 1 | 1
| 1800 | 1 | 1 | 1 | 1 | 1 | 0 | 0.44 | 0 | 0.58896 | 0 | 1 | 1 | 1 | 1 | 1 | 1
| 1801 | 1 | 1 | 1 | 1 | 1 | 0 | 0.395 | 0 | 0.58896 | 0 | 1 | 1 | 1 | 1 | 1 | 1
| 1802 | 1 | 1 | 1 | 1 | 1 | 0 | 0.386 | 0 | 0.58896 | 0 | 1 | 1 | 1 | 1 | 1 | 1
| 1803 | 1 | 1 | 1 | 1 | 1 | 0 | 0.358 | 0 | 0.58896 | 0 | 1 | 1 | 1 | 1 | 1 | 1
| 1804 | 1 | 1 | 1 | 1 | 1 | 0 | 0.312 | 0 | 0.58896 | 0 | 1 | 1 | 1 | 1 | 1 | 1
| 1805 | 1 | 1 | 1 | 1 | 1 | 0 | 0.272 | 0 | 0.58896 | 0 | 1 | 1 | 1 | 1 | 1 | 1
| 1806 | 1 | 1 | 1 | 1 | 1 | 0 | 0.226 | 0 | 0.58896 | 0 | 1 | 1 | 1 | 1 | 1 | 1
| 1807 | 1 | 1 | 1 | 1 | 1 | 0.002 | 0.174 | 0 | 0.58896 | 0 | 1 | 1 | 1 | 1 | 1 | 1
| 1808 | 1 | 1 | 1 | 1 | 1 | 0.129 | 0.159 | 0 | 0.58896 | 0 | 1 | 1 | 1 | 1 | 1 | 1
| 1809 | 1 | 1 | 1 | 1 | 1 | 0.318 | 0.275 | 0 | 0.58896 | 0 | 1 | 1 | 1 | 1 | 1 | 1
| 1810 | 1 | 1 | 1 | 1 | 1 | 0.502 | 0.305 | 0 | 0.58896 | 0 | 1 | 1 | 1 | 1 | 1 | 1
| 1811 | 1 | 1 | 1 | 1 | 1 | 0.622 | 0.313 | 0 | 0.58896 | 0 | 1 | 1 | 1 | 1 | 1 | 1
| 1812 | 1 | 1 | 1 | 1 | 1 | 0.686 | 0.34 | 0 | 0.58896 | 0 | 1 | 1 | 1 | 1 | 1 | 1
| 1813 | 1 | 1 | 1 | 1 | 1 | 0.706 | 0.38 | 0 | 0.58896 | 0 | 1 | 1 | 1 | 1 | 1 | 1
| 1814 | 1 | 1 | 1 | 1 | 1 | 0.683 | 0.419 | 0 | 0.58896 | 0 | 1 | 1 | 1 | 1 | 1 | 1
| 1815 | 1 | 1 | 1 | 1 | 1 | 0.617 | 0.456 | 0 | 0.58896 | 0 | 1 | 1 | 1 | 1 | 1 | 1
| 1816 | 1 | 1 | 1 | 1 | 1 | 0.508 | 0.481 | 0 | 0.58896 | 0 | 1 | 1 | 1 | 1 | 1 | 1
| 1817 | 1 | 1 | 1 | 1 | 1 | 0.342 | 0.503 | 0 | 0.58896 | 0 | 1 | 1 | 1 | 1 | 1 | 1
| 1818 | 1 | 1 | 1 | 1 | 1 | 0.152 | 0.539 | 0 | 0.58896 | 0 | 1 | 1 | 1 | 1 | 1 | 1
| 1819 | 1 | 1 | 1 | 1 | 1 | 0.006 | 0.572 | 0 | 0.58896 | 0 | 1 | 1 | 1 | 1 | 1 | 1
| 1820 | 1 | 1 | 1 | 1 | 1 | 0 | 0.579 | 0 | 0.58896 | 0 | 1 | 1 | 1 | 1 | 1 | 1
| 1821 | 1 | 1 | 1 | 1 | 1 | 0 | 0.616 | 0 | 0.58896 | 0 | 1 | 1 | 1 | 1 | 1 | 1
| 1822 | 1 | 1 | 1 | 1 | 1 | 0 | 0.593 | 0 | 0.58896 | 0 | 1 | 1 | 1 | 1 | 1 | 1
| 1823 | 1 | 1 | 1 | 1 | 1 | 0 | 0.543 | 0 | 0.58896 | 0 | 1 | 1 | 1 | 1 | 1 | 1
| 1824 | 1 | 1 | 1 | 1 | 1 | 0 | 0.481 | 0 | 0.58896 | 0 | 1 | 1 | 1 | 1 | 1 | 1
| 1825 | 1 | 1 | 1 | 1 | 1 | 0 | 0.414 | 0 | 0.58896 | 0 | 1 | 1 | 1 | 1 | 1 | 1
| 1826 | 1 | 1 | 1 | 1 | 1 | 0 | 0.333 | 0 | 0.58896 | 0 | 1 | 1 | 1 | 1 | 1 | 1
| 1827 | 1 | 1 | 1 | 1 | 1 | 0 | 0.266 | 0 | 0.58896 | 0 | 1 | 1 | 1 | 1 | 1 | 1
| 1828 | 1 | 1 | 1 | 1 | 1 | 0 | 0.211 | 0 | 0.58896 | 0 | 1 | 1 | 1 | 1 | 1 | 1
| 1829 | 1 | 1 | 1 | 1 | 1 | 0 | 0.169 | 0 | 0.58896 | 0 | 1 | 1 | 1 | 1 | 1 | 1
| 1830 | 1 | 1 | 1 | 1 | 1 | 0 | 0.131 | 0 | 0.58896 | 0 | 1 | 1 | 1 | 1 | 1 | 1
| 1831 | 1 | 1 | 1 | 1 | 1 | 0.002 | 0.103 | 0 | 0.58896 | 0 | 1 | 1 | 1 | 1 | 1 | 1
| 1832 | 1 | 1 | 1 | 1 | 1 | 0.13 | 0.121 | 0 | 0.58896 | 0 | 1 | 1 | 1 | 1 | 1 | 1
| 1833 | 1 | 1 | 1 | 1 | 1 | 0.344 | 0.24 | 0 | 0.58896 | 0 | 1 | 1 | 1 | 1 | 1 | 1
| 1834 | 1 | 1 | 1 | 1 | 1 | 0.5 | 0.354 | 0 | 0.58896 | 0 | 1 | 1 | 1 | 1 | 1 | 1
| 1835 | 1 | 1 | 1 | 1 | 1 | 0.599 | 0.407 | 0 | 0.58896 | 0 | 1 | 1 | 1 | 1 | 1 | 1
| 1836 | 1 | 1 | 1 | 1 | 1 | 0.652 | 0.401 | 0 | 0.58896 | 0 | 1 | 1 | 1 | 1 | 1 | 1
| 1837 | 1 | 1 | 1 | 1 | 1 | 0.662 | 0.388 | 0 | 0.58896 | 0 | 1 | 1 | 1 | 1 | 1 | 1
| 1838 | 1 | 1 | 1 | 1 | 1 | 0.643 | 0.386 | 0 | 0.58896 | 0 | 1 | 1 | 1 | 1 | 1 | 1
| 1839 | 1 | 1 | 1 | 1 | 1 | 0.596 | 0.4 | 0 | 0.58896 | 0 | 1 | 1 | 1 | 1 | 1 | 1
| 1840 | 1 | 1 | 1 | 1 | 1 | 0.499 | 0.447 | 0 | 0.58896 | 0 | 1 | 1 | 1 | 1 | 1 | 1
| 1841 | 1 | 1 | 1 | 1 | 1 | 0.344 | 0.504 | 0 | 0.58896 | 0 | 1 | 1 | 1 | 1 | 1 | 1
| 1842 | 1 | 1 | 1 | 1 | 1 | 0.153 | 0.571 | 0 | 0.58896 | 0 | 1 | 1 | 1 | 1 | 1 | 1
| 1843 | 1 | 1 | 1 | 1 | 1 | 0.006 | 0.627 | 0 | 0.58896 | 0 | 1 | 1 | 1 | 1 | 1 | 1
| 1844 | 1 | 1 | 1 | 1 | 1 | 0 | 0.648 | 0 | 0.58896 | 0 | 1 | 1 | 1 | 1 | 1 | 1
| 1845 | 1 | 1 | 1 | 1 | 1 | 0 | 0.674 | 0 | 0.58896 | 0 | 1 | 1 | 1 | 1 | 1 | 1
| 1846 | 1 | 1 | 1 | 1 | 1 | 0 | 0.695 | 0 | 0.58896 | 0 | 1 | 1 | 1 | 1 | 1 | 1
| 1847 | 1 | 1 | 1 | 1 | 1 | 0 | 0.717 | 0 | 0.58896 | 0 | 1 | 1 | 1 | 1 | 1 | 1
| 1848 | 1 | 1 | 1 | 1 | 1 | 0 | 0.682 | 0 | 0.58896 | 0 | 1 | 1 | 1 | 1 | 1 | 1
| 1849 | 1 | 1 | 1 | 1 | 1 | 0 | 0.59 | 0 | 0.58896 | 0 | 1 | 1 | 1 | 1 | 1 | 1
| 1850 | 1 | 1 | 1 | 1 | 1 | 0 | 0.457 | 0 | 0.58896 | 0 | 1 | 1 | 1 | 1 | 1 | 1
| 1851 | 1 | 1 | 1 | 1 | 1 | 0 | 0.362 | 0 | 0.58896 | 0 | 1 | 1 | 1 | 1 | 1 | 1
| 1852 | 1 | 1 | 1 | 1 | 1 | 0 | 0.294 | 0 | 0.58896 | 0 | 1 | 1 | 1 | 1 | 1 | 1
| 1853 | 1 | 1 | 1 | 1 | 1 | 0 | 0.289 | 0 | 0.58896 | 0 | 1 | 1 | 1 | 1 | 1 | 1
| 1854 | 1 | 1 | 1 | 1 | 1 | 0 | 0.276 | 0 | 0.58896 | 0 | 1 | 1 | 1 | 1 | 1 | 1
| 1855 | 1 | 1 | 1 | 1 | 1 | 0.003 | 0.248 | 0 | 0.58896 | 0 | 1 | 1 | 1 | 1 | 1 | 1
| 1856 | 1 | 1 | 1 | 1 | 1 | 0.151 | 0.251 | 0 | 0.58896 | 0 | 1 | 1 | 1 | 1 | 1 | 1
| 1857 | 1 | 1 | 1 | 1 | 1 | 0.359 | 0.4 | 0 | 0.58896 | 0 | 1 | 1 | 1 | 1 | 1 | 1
| 1858 | 1 | 1 | 1 | 1 | 1 | 0.521 | 0.475 | 0 | 0.58896 | 0 | 1 | 1 | 1 | 1 | 1 | 1
| 1859 | 1 | 1 | 1 | 1 | 1 | 0.631 | 0.489 | 0 | 0.58896 | 0 | 1 | 1 | 1 | 1 | 1 | 1
| 1860 | 1 | 1 | 1 | 1 | 1 | 0.694 | 0.48 | 0 | 0.58896 | 0 | 1 | 1 | 1 | 1 | 1 | 1
| 1861 | 1 | 1 | 1 | 1 | 1 | 0.712 | 0.463 | 0 | 0.58896 | 0 | 1 | 1 | 1 | 1 | 1 | 1
| 1862 | 1 | 1 | 1 | 1 | 1 | 0.687 | 0.459 | 0 | 0.58896 | 0 | 1 | 1 | 1 | 1 | 1 | 1
| 1863 | 1 | 1 | 1 | 1 | 1 | 0.62 | 0.472 | 0 | 0.58896 | 0 | 1 | 1 | 1 | 1 | 1 | 1
| 1864 | 1 | 1 | 1 | 1 | 1 | 0.51 | 0.504 | 0 | 0.58896 | 0 | 1 | 1 | 1 | 1 | 1 | 1
| 1865 | 1 | 1 | 1 | 1 | 1 | 0.354 | 0.541 | 0 | 0.58896 | 0 | 1 | 1 | 1 | 1 | 1 | 1
| 1866 | 1 | 1 | 1 | 1 | 1 | 0.158 | 0.579 | 0 | 0.58896 | 0 | 1 | 1 | 1 | 1 | 1 | 1
| 1867 | 1 | 1 | 1 | 1 | 1 | 0.007 | 0.61 | 0 | 0.58896 | 0 | 1 | 1 | 1 | 1 | 1 | 1
| 1868 | 1 | 1 | 1 | 1 | 1 | 0 | 0.595 | 0 | 0.58896 | 0 | 1 | 1 | 1 | 1 | 1 | 1
| 1869 | 1 | 1 | 1 | 1 | 1 | 0 | 0.606 | 0 | 0.58896 | 0 | 1 | 1 | 1 | 1 | 1 | 1
| 1870 | 1 | 1 | 1 | 1 | 1 | 0 | 0.552 | 0 | 0.58896 | 0 | 1 | 1 | 1 | 1 | 1 | 1
| 1871 | 1 | 1 | 1 | 1 | 1 | 0 | 0.522 | 0 | 0.58896 | 0 | 1 | 1 | 1 | 1 | 1 | 1
| 1872 | 1 | 1 | 1 | 1 | 1 | 0 | 0.499 | 0 | 0.58896 | 0 | 1 | 1 | 1 | 1 | 1 | 1
| 1873 | 1 | 1 | 1 | 1 | 1 | 0 | 0.522 | 0 | 0.58896 | 0 | 1 | 1 | 1 | 1 | 1 | 1
| 1874 | 1 | 1 | 1 | 1 | 1 | 0 | 0.51 | 0 | 0.58896 | 0 | 1 | 1 | 1 | 1 | 1 | 1
| 1875 | 1 | 1 | 1 | 1 | 1 | 0 | 0.477 | 0 | 0.58896 | 0 | 1 | 1 | 1 | 1 | 1 | 1
| 1876 | 1 | 1 | 1 | 1 | 1 | 0 | 0.388 | 0 | 0.58896 | 0 | 1 | 1 | 1 | 1 | 1 | 1
| 1877 | 1 | 1 | 1 | 1 | 1 | 0 | 0.289 | 0 | 0.58896 | 0 | 1 | 1 | 1 | 1 | 1 | 1
| 1878 | 1 | 1 | 1 | 1 | 1 | 0 | 0.191 | 0 | 0.58896 | 0 | 1 | 1 | 1 | 1 | 1 | 1
| 1879 | 1 | 1 | 1 | 1 | 1 | 0.002 | 0.182 | 0 | 0.58896 | 0 | 1 | 1 | 1 | 1 | 1 | 1
| 1880 | 1 | 1 | 1 | 1 | 1 | 0.124 | 0.252 | 0 | 0.58896 | 0 | 1 | 1 | 1 | 1 | 1 | 1
| 1881 | 1 | 1 | 1 | 1 | 1 | 0.356 | 0.454 | 0 | 0.58896 | 0 | 1 | 1 | 1 | 1 | 1 | 1
| 1882 | 1 | 1 | 1 | 1 | 1 | 0.52 | 0.528 | 0 | 0.58896 | 0 | 1 | 1 | 1 | 1 | 1 | 1
| 1883 | 1 | 1 | 1 | 1 | 1 | 0.631 | 0.502 | 0 | 0.58896 | 0 | 1 | 1 | 1 | 1 | 1 | 1
| 1884 | 1 | 1 | 1 | 1 | 1 | 0.693 | 0.457 | 0 | 0.58896 | 0 | 1 | 1 | 1 | 1 | 1 | 1
| 1885 | 1 | 1 | 1 | 1 | 1 | 0.711 | 0.416 | 0 | 0.58896 | 0 | 1 | 1 | 1 | 1 | 1 | 1
| 1886 | 1 | 1 | 1 | 1 | 1 | 0.688 | 0.405 | 0 | 0.58896 | 0 | 1 | 1 | 1 | 1 | 1 | 1
| 1887 | 1 | 1 | 1 | 1 | 1 | 0.621 | 0.416 | 0 | 0.58896 | 0 | 1 | 1 | 1 | 1 | 1 | 1
| 1888 | 1 | 1 | 1 | 1 | 1 | 0.502 | 0.447 | 0 | 0.58896 | 0 | 1 | 1 | 1 | 1 | 1 | 1
| 1889 | 1 | 1 | 1 | 1 | 1 | 0.347 | 0.472 | 0 | 0.58896 | 0 | 1 | 1 | 1 | 1 | 1 | 1
| 1890 | 1 | 1 | 1 | 1 | 1 | 0.149 | 0.505 | 0 | 0.58896 | 0 | 1 | 1 | 1 | 1 | 1 | 1
| 1891 | 1 | 1 | 1 | 1 | 1 | 0.007 | 0.554 | 0 | 0.58896 | 0 | 1 | 1 | 1 | 1 | 1 | 1
| 1892 | 1 | 1 | 1 | 1 | 1 | 0 | 0.574 | 0 | 0.58896 | 0 | 1 | 1 | 1 | 1 | 1 | 1
| 1893 | 1 | 1 | 1 | 1 | 1 | 0 | 0.547 | 0 | 0.58896 | 0 | 1 | 1 | 1 | 1 | 1 | 1
| 1894 | 1 | 1 | 1 | 1 | 1 | 0 | 0.501 | 0 | 0.58896 | 0 | 1 | 1 | 1 | 1 | 1 | 1
| 1895 | 1 | 1 | 1 | 1 | 1 | 0 | 0.459 | 0 | 0.58896 | 0 | 1 | 1 | 1 | 1 | 1 | 1
| 1896 | 1 | 1 | 1 | 1 | 1 | 0 | 0.407 | 0 | 0.58896 | 0 | 1 | 1 | 1 | 1 | 1 | 1
| 1897 | 1 | 1 | 1 | 1 | 1 | 0 | 0.352 | 0 | 0.58896 | 0 | 1 | 1 | 1 | 1 | 1 | 1
| 1898 | 1 | 1 | 1 | 1 | 1 | 0 | 0.312 | 0 | 0.58896 | 0 | 1 | 1 | 1 | 1 | 1 | 1
| 1899 | 1 | 1 | 1 | 1 | 1 | 0 | 0.28 | 0 | 0.58896 | 0 | 1 | 1 | 1 | 1 | 1 | 1
| 1900 | 1 | 1 | 1 | 1 | 1 | 0 | 0.251 | 0 | 0.58896 | 0 | 1 | 1 | 1 | 1 | 1 | 1
| 1901 | 1 | 1 | 1 | 1 | 1 | 0 | 0.215 | 0 | 0.58896 | 0 | 1 | 1 | 1 | 1 | 1 | 1
| 1902 | 1 | 1 | 1 | 1 | 1 | 0 | 0.181 | 0 | 0.58896 | 0 | 1 | 1 | 1 | 1 | 1 | 1
| 1903 | 1 | 1 | 1 | 1 | 1 | 0.003 | 0.158 | 0 | 0.58896 | 0 | 1 | 1 | 1 | 1 | 1 | 1
| 1904 | 1 | 1 | 1 | 1 | 1 | 0.159 | 0.167 | 0 | 0.58896 | 0 | 1 | 1 | 1 | 1 | 1 | 1
| 1905 | 1 | 1 | 1 | 1 | 1 | 0.357 | 0.272 | 0 | 0.58896 | 0 | 1 | 1 | 1 | 1 | 1 | 1
| 1906 | 1 | 1 | 1 | 1 | 1 | 0.516 | 0.242 | 0 | 0.58896 | 0 | 1 | 1 | 1 | 1 | 1 | 1
| 1907 | 1 | 1 | 1 | 1 | 1 | 0.625 | 0.214 | 0 | 0.58896 | 0 | 1 | 1 | 1 | 1 | 1 | 1
| 1908 | 1 | 1 | 1 | 1 | 1 | 0.683 | 0.217 | 0 | 0.58896 | 0 | 1 | 1 | 1 | 1 | 1 | 1
| 1909 | 1 | 1 | 1 | 1 | 1 | 0.698 | 0.242 | 0 | 0.58896 | 0 | 1 | 1 | 1 | 1 | 1 | 1
| 1910 | 1 | 1 | 1 | 1 | 1 | 0.679 | 0.278 | 0 | 0.58896 | 0 | 1 | 1 | 1 | 1 | 1 | 1
| 1911 | 1 | 1 | 1 | 1 | 1 | 0.618 | 0.337 | 0 | 0.58896 | 0 | 1 | 1 | 1 | 1 | 1 | 1
| 1912 | 1 | 1 | 1 | 1 | 1 | 0.511 | 0.425 | 0 | 0.58896 | 0 | 1 | 1 | 1 | 1 | 1 | 1
| 1913 | 1 | 1 | 1 | 1 | 1 | 0.357 | 0.523 | 0 | 0.58896 | 0 | 1 | 1 | 1 | 1 | 1 | 1
| 1914 | 1 | 1 | 1 | 1 | 1 | 0.165 | 0.63 | 0 | 0.58896 | 0 | 1 | 1 | 1 | 1 | 1 | 1
| 1915 | 1 | 1 | 1 | 1 | 1 | 0.007 | 0.687 | 0 | 0.58896 | 0 | 1 | 1 | 1 | 1 | 1 | 1
| 1916 | 1 | 1 | 1 | 1 | 1 | 0 | 0.677 | 0 | 0.58896 | 0 | 1 | 1 | 1 | 1 | 1 | 1
| 1917 | 1 | 1 | 1 | 1 | 1 | 0 | 0.642 | 0 | 0.58896 | 0 | 1 | 1 | 1 | 1 | 1 | 1
| 1918 | 1 | 1 | 1 | 1 | 1 | 0 | 0.583 | 0 | 0.58896 | 0 | 1 | 1 | 1 | 1 | 1 | 1
| 1919 | 1 | 1 | 1 | 1 | 1 | 0 | 0.507 | 0 | 0.58896 | 0 | 1 | 1 | 1 | 1 | 1 | 1
| 1920 | 1 | 1 | 1 | 1 | 1 | 0 | 0.451 | 0 | 0.58896 | 0 | 1 | 1 | 1 | 1 | 1 | 1
| 1921 | 1 | 1 | 1 | 1 | 1 | 0 | 0.368 | 0 | 0.58896 | 0 | 1 | 1 | 1 | 1 | 1 | 1
| 1922 | 1 | 1 | 1 | 1 | 1 | 0 | 0.316 | 0 | 0.58896 | 0 | 1 | 1 | 1 | 1 | 1 | 1
| 1923 | 1 | 1 | 1 | 1 | 1 | 0 | 0.232 | 0 | 0.58896 | 0 | 1 | 1 | 1 | 1 | 1 | 1
| 1924 | 1 | 1 | 1 | 1 | 1 | 0 | 0.195 | 0 | 0.58896 | 0 | 1 | 1 | 1 | 1 | 1 | 1
| 1925 | 1 | 1 | 1 | 1 | 1 | 0 | 0.168 | 0 | 0.58896 | 0 | 1 | 1 | 1 | 1 | 1 | 1
| 1926 | 1 | 1 | 1 | 1 | 1 | 0 | 0.135 | 0 | 0.58896 | 0 | 1 | 1 | 1 | 1 | 1 | 1
| 1927 | 1 | 1 | 1 | 1 | 1 | 0.003 | 0.119 | 0 | 0.58896 | 0 | 1 | 1 | 1 | 1 | 1 | 1
| 1928 | 1 | 1 | 1 | 1 | 1 | 0.155 | 0.13 | 0 | 0.58896 | 0 | 1 | 1 | 1 | 1 | 1 | 1
| 1929 | 1 | 1 | 1 | 1 | 1 | 0.362 | 0.227 | 0 | 0.58896 | 0 | 1 | 1 | 1 | 1 | 1 | 1
| 1930 | 1 | 1 | 1 | 1 | 1 | 0.522 | 0.265 | 0 | 0.58896 | 0 | 1 | 1 | 1 | 1 | 1 | 1
| 1931 | 1 | 1 | 1 | 1 | 1 | 0.632 | 0.311 | 0 | 0.58896 | 0 | 1 | 1 | 1 | 1 | 1 | 1
| 1932 | 1 | 1 | 1 | 1 | 1 | 0.695 | 0.385 | 0 | 0.58896 | 0 | 1 | 1 | 1 | 1 | 1 | 1
| 1933 | 1 | 1 | 1 | 1 | 1 | 0.713 | 0.448 | 0 | 0.58896 | 0 | 1 | 1 | 1 | 1 | 1 | 1
| 1934 | 1 | 1 | 1 | 1 | 1 | 0.691 | 0.492 | 0 | 0.58896 | 0 | 1 | 1 | 1 | 1 | 1 | 1
| 1935 | 1 | 1 | 1 | 1 | 1 | 0.626 | 0.515 | 0 | 0.58896 | 0 | 1 | 1 | 1 | 1 | 1 | 1
| 1936 | 1 | 1 | 1 | 1 | 1 | 0.517 | 0.529 | 0 | 0.58896 | 0 | 1 | 1 | 1 | 1 | 1 | 1
| 1937 | 1 | 1 | 1 | 1 | 1 | 0.363 | 0.537 | 0 | 0.58896 | 0 | 1 | 1 | 1 | 1 | 1 | 1
| 1938 | 1 | 1 | 1 | 1 | 1 | 0.17 | 0.567 | 0 | 0.58896 | 0 | 1 | 1 | 1 | 1 | 1 | 1
| 1939 | 1 | 1 | 1 | 1 | 1 | 0.008 | 0.618 | 0 | 0.58896 | 0 | 1 | 1 | 1 | 1 | 1 | 1
| 1940 | 1 | 1 | 1 | 1 | 1 | 0 | 0.672 | 0 | 0.58896 | 0 | 1 | 1 | 1 | 1 | 1 | 1
| 1941 | 1 | 1 | 1 | 1 | 1 | 0 | 0.674 | 0 | 0.58896 | 0 | 1 | 1 | 1 | 1 | 1 | 1
| 1942 | 1 | 1 | 1 | 1 | 1 | 0 | 0.612 | 0 | 0.58896 | 0 | 1 | 1 | 1 | 1 | 1 | 1
| 1943 | 1 | 1 | 1 | 1 | 1 | 0 | 0.556 | 0 | 0.58896 | 0 | 1 | 1 | 1 | 1 | 1 | 1
| 1944 | 1 | 1 | 1 | 1 | 1 | 0 | 0.504 | 0 | 0.58896 | 0 | 1 | 1 | 1 | 1 | 1 | 1
| 1945 | 1 | 1 | 1 | 1 | 1 | 0 | 0.432 | 0 | 0.58896 | 0 | 1 | 1 | 1 | 1 | 1 | 1
| 1946 | 1 | 1 | 1 | 1 | 1 | 0 | 0.35 | 0 | 0.58896 | 0 | 1 | 1 | 1 | 1 | 1 | 1
| 1947 | 1 | 1 | 1 | 1 | 1 | 0 | 0.312 | 0 | 0.58896 | 0 | 1 | 1 | 1 | 1 | 1 | 1
| 1948 | 1 | 1 | 1 | 1 | 1 | 0 | 0.309 | 0 | 0.58896 | 0 | 1 | 1 | 1 | 1 | 1 | 1
| 1949 | 1 | 1 | 1 | 1 | 1 | 0 | 0.289 | 0 | 0.58896 | 0 | 1 | 1 | 1 | 1 | 1 | 1
| 1950 | 1 | 1 | 1 | 1 | 1 | 0 | 0.238 | 0 | 0.58896 | 0 | 1 | 1 | 1 | 1 | 1 | 1
| 1951 | 1 | 1 | 1 | 1 | 1 | 0.002 | 0.196 | 0 | 0.58896 | 0 | 1 | 1 | 1 | 1 | 1 | 1
| 1952 | 1 | 1 | 1 | 1 | 1 | 0.122 | 0.246 | 0 | 0.58896 | 0 | 1 | 1 | 1 | 1 | 1 | 1
| 1953 | 1 | 1 | 1 | 1 | 1 | 0.313 | 0.443 | 0 | 0.58896 | 0 | 1 | 1 | 1 | 1 | 1 | 1
| 1954 | 1 | 1 | 1 | 1 | 1 | 0.527 | 0.496 | 0 | 0.58896 | 0 | 1 | 1 | 1 | 1 | 1 | 1
| 1955 | 1 | 1 | 1 | 1 | 1 | 0.643 | 0.474 | 0 | 0.58896 | 0 | 1 | 1 | 1 | 1 | 1 | 1
| 1956 | 1 | 1 | 1 | 1 | 1 | 0.704 | 0.436 | 0 | 0.58896 | 0 | 1 | 1 | 1 | 1 | 1 | 1
| 1957 | 1 | 1 | 1 | 1 | 1 | 0.723 | 0.411 | 0 | 0.58896 | 0 | 1 | 1 | 1 | 1 | 1 | 1
| 1958 | 1 | 1 | 1 | 1 | 1 | 0.699 | 0.413 | 0 | 0.58896 | 0 | 1 | 1 | 1 | 1 | 1 | 1
| 1959 | 1 | 1 | 1 | 1 | 1 | 0.633 | 0.442 | 0 | 0.58896 | 0 | 1 | 1 | 1 | 1 | 1 | 1
| 1960 | 1 | 1 | 1 | 1 | 1 | 0.523 | 0.493 | 0 | 0.58896 | 0 | 1 | 1 | 1 | 1 | 1 | 1
| 1961 | 1 | 1 | 1 | 1 | 1 | 0.369 | 0.547 | 0 | 0.58896 | 0 | 1 | 1 | 1 | 1 | 1 | 1
| 1962 | 1 | 1 | 1 | 1 | 1 | 0.175 | 0.599 | 0 | 0.58896 | 0 | 1 | 1 | 1 | 1 | 1 | 1
| 1963 | 1 | 1 | 1 | 1 | 1 | 0.009 | 0.641 | 0 | 0.58896 | 0 | 1 | 1 | 1 | 1 | 1 | 1
| 1964 | 1 | 1 | 1 | 1 | 1 | 0 | 0.646 | 0 | 0.58896 | 0 | 1 | 1 | 1 | 1 | 1 | 1
| 1965 | 1 | 1 | 1 | 1 | 1 | 0 | 0.659 | 0 | 0.58896 | 0 | 1 | 1 | 1 | 1 | 1 | 1
| 1966 | 1 | 1 | 1 | 1 | 1 | 0 | 0.599 | 0 | 0.58896 | 0 | 1 | 1 | 1 | 1 | 1 | 1
| 1967 | 1 | 1 | 1 | 1 | 1 | 0 | 0.574 | 0 | 0.58896 | 0 | 1 | 1 | 1 | 1 | 1 | 1
| 1968 | 1 | 1 | 1 | 1 | 1 | 0 | 0.523 | 0 | 0.58896 | 0 | 1 | 1 | 1 | 1 | 1 | 1
| 1969 | 1 | 1 | 1 | 1 | 1 | 0 | 0.535 | 0 | 0.58896 | 0 | 1 | 1 | 1 | 1 | 1 | 1
| 1970 | 1 | 1 | 1 | 1 | 1 | 0 | 0.547 | 0 | 0.58896 | 0 | 1 | 1 | 1 | 1 | 1 | 1
| 1971 | 1 | 1 | 1 | 1 | 1 | 0 | 0.501 | 0 | 0.58896 | 0 | 1 | 1 | 1 | 1 | 1 | 1
| 1972 | 1 | 1 | 1 | 1 | 1 | 0 | 0.421 | 0 | 0.58896 | 0 | 1 | 1 | 1 | 1 | 1 | 1
| 1973 | 1 | 1 | 1 | 1 | 1 | 0 | 0.347 | 0 | 0.58896 | 0 | 1 | 1 | 1 | 1 | 1 | 1
| 1974 | 1 | 1 | 1 | 1 | 1 | 0 | 0.367 | 0 | 0.58896 | 0 | 1 | 1 | 1 | 1 | 1 | 1
| 1975 | 1 | 1 | 1 | 1 | 1 | 0.002 | 0.337 | 0 | 0.58896 | 0 | 1 | 1 | 1 | 1 | 1 | 1
| 1976 | 1 | 1 | 1 | 1 | 1 | 0.123 | 0.367 | 0 | 0.58896 | 0 | 1 | 1 | 1 | 1 | 1 | 1
| 1977 | 1 | 1 | 1 | 1 | 1 | 0.368 | 0.474 | 0 | 0.58896 | 0 | 1 | 1 | 1 | 1 | 1 | 1
| 1978 | 1 | 1 | 1 | 1 | 1 | 0.535 | 0.494 | 0 | 0.58896 | 0 | 1 | 1 | 1 | 1 | 1 | 1
| 1979 | 1 | 1 | 1 | 1 | 1 | 0.645 | 0.467 | 0 | 0.58896 | 0 | 1 | 1 | 1 | 1 | 1 | 1
| 1980 | 1 | 1 | 1 | 1 | 1 | 0.707 | 0.432 | 0 | 0.58896 | 0 | 1 | 1 | 1 | 1 | 1 | 1
| 1981 | 1 | 1 | 1 | 1 | 1 | 0.725 | 0.417 | 0 | 0.58896 | 0 | 1 | 1 | 1 | 1 | 1 | 1
| 1982 | 1 | 1 | 1 | 1 | 1 | 0.701 | 0.417 | 0 | 0.58896 | 0 | 1 | 1 | 1 | 1 | 1 | 1
| 1983 | 1 | 1 | 1 | 1 | 1 | 0.633 | 0.412 | 0 | 0.58896 | 0 | 1 | 1 | 1 | 1 | 1 | 1
| 1984 | 1 | 1 | 1 | 1 | 1 | 0.518 | 0.4 | 0 | 0.58896 | 0 | 1 | 1 | 1 | 1 | 1 | 1
| 1985 | 1 | 1 | 1 | 1 | 1 | 0.356 | 0.395 | 0 | 0.58896 | 0 | 1 | 1 | 1 | 1 | 1 | 1
| 1986 | 1 | 1 | 1 | 1 | 1 | 0.161 | 0.401 | 0 | 0.58896 | 0 | 1 | 1 | 1 | 1 | 1 | 1
| 1987 | 1 | 1 | 1 | 1 | 1 | 0.007 | 0.464 | 0 | 0.58896 | 0 | 1 | 1 | 1 | 1 | 1 | 1
| 1988 | 1 | 1 | 1 | 1 | 1 | 0 | 0.573 | 0 | 0.58896 | 0 | 1 | 1 | 1 | 1 | 1 | 1
| 1989 | 1 | 1 | 1 | 1 | 1 | 0 | 0.601 | 0 | 0.58896 | 0 | 1 | 1 | 1 | 1 | 1 | 1
| 1990 | 1 | 1 | 1 | 1 | 1 | 0 | 0.618 | 0 | 0.58896 | 0 | 1 | 1 | 1 | 1 | 1 | 1
| 1991 | 1 | 1 | 1 | 1 | 1 | 0 | 0.515 | 0 | 0.58896 | 0 | 1 | 1 | 1 | 1 | 1 | 1
| 1992 | 1 | 1 | 1 | 1 | 1 | 0 | 0.391 | 0 | 0.58896 | 0 | 1 | 1 | 1 | 1 | 1 | 1
| 1993 | 1 | 1 | 1 | 1 | 1 | 0 | 0.313 | 0 | 0.58896 | 0 | 1 | 1 | 1 | 1 | 1 | 1
| 1994 | 1 | 1 | 1 | 1 | 1 | 0 | 0.247 | 0 | 0.58896 | 0 | 1 | 1 | 1 | 1 | 1 | 1
| 1995 | 1 | 1 | 1 | 1 | 1 | 0 | 0.197 | 0 | 0.58896 | 0 | 1 | 1 | 1 | 1 | 1 | 1
| 1996 | 1 | 1 | 1 | 1 | 1 | 0 | 0.15 | 0 | 0.58896 | 0 | 1 | 1 | 1 | 1 | 1 | 1
| 1997 | 1 | 1 | 1 | 1 | 1 | 0 | 0.103 | 0 | 0.58896 | 0 | 1 | 1 | 1 | 1 | 1 | 1
| 1998 | 1 | 1 | 1 | 1 | 1 | 0 | 0.067 | 0 | 0.58896 | 0 | 1 | 1 | 1 | 1 | 1 | 1
| 1999 | 1 | 1 | 1 | 1 | 1 | 0.004 | 0.055 | 0 | 0.58896 | 0 | 1 | 1 | 1 | 1 | 1 | 1
| 2000 | 1 | 1 | 1 | 1 | 1 | 0.174 | 0.024 | 0 | 0.58896 | 0 | 1 | 1 | 1 | 1 | 1 | 1
| 2001 | 1 | 1 | 1 | 1 | 1 | 0.375 | 0.039 | 0 | 0.58896 | 0 | 1 | 1 | 1 | 1 | 1 | 1
| 2002 | 1 | 1 | 1 | 1 | 1 | 0.533 | 0.069 | 0 | 0.58896 | 0 | 1 | 1 | 1 | 1 | 1 | 1
| 2003 | 1 | 1 | 1 | 1 | 1 | 0.641 | 0.12 | 0 | 0.58896 | 0 | 1 | 1 | 1 | 1 | 1 | 1
| 2004 | 1 | 1 | 1 | 1 | 1 | 0.702 | 0.17 | 0 | 0.58896 | 0 | 1 | 1 | 1 | 1 | 1 | 1
| 2005 | 1 | 1 | 1 | 1 | 1 | 0.721 | 0.195 | 0 | 0.58896 | 0 | 1 | 1 | 1 | 1 | 1 | 1
| 2006 | 1 | 1 | 1 | 1 | 1 | 0.697 | 0.205 | 0 | 0.58896 | 0 | 1 | 1 | 1 | 1 | 1 | 1
| 2007 | 1 | 1 | 1 | 1 | 1 | 0.632 | 0.226 | 0 | 0.58896 | 0 | 1 | 1 | 1 | 1 | 1 | 1
| 2008 | 1 | 1 | 1 | 1 | 1 | 0.522 | 0.277 | 0 | 0.58896 | 0 | 1 | 1 | 1 | 1 | 1 | 1
| 2009 | 1 | 1 | 1 | 1 | 1 | 0.363 | 0.355 | 0 | 0.58896 | 0 | 1 | 1 | 1 | 1 | 1 | 1
| 2010 | 1 | 1 | 1 | 1 | 1 | 0.147 | 0.476 | 0 | 0.58896 | 0 | 1 | 1 | 1 | 1 | 1 | 1
| 2011 | 1 | 1 | 1 | 1 | 1 | 0.007 | 0.595 | 0 | 0.58896 | 0 | 1 | 1 | 1 | 1 | 1 | 1
| 2012 | 1 | 1 | 1 | 1 | 1 | 0 | 0.636 | 0 | 0.58896 | 0 | 1 | 1 | 1 | 1 | 1 | 1
| 2013 | 1 | 1 | 1 | 1 | 1 | 0 | 0.622 | 0 | 0.58896 | 0 | 1 | 1 | 1 | 1 | 1 | 1
| 2014 | 1 | 1 | 1 | 1 | 1 | 0 | 0.605 | 0 | 0.58896 | 0 | 1 | 1 | 1 | 1 | 1 | 1
| 2015 | 1 | 1 | 1 | 1 | 1 | 0 | 0.515 | 0 | 0.58896 | 0 | 1 | 1 | 1 | 1 | 1 | 1
| 2016 | 1 | 1 | 1 | 1 | 1 | 0 | 0.449 | 0 | 0.58896 | 0 | 1 | 1 | 1 | 1 | 1 | 1
| 2017 | 1 | 1 | 1 | 1 | 1 | 0 | 0.374 | 0 | 0.58896 | 0 | 1 | 1 | 1 | 1 | 1 | 1
| 2018 | 1 | 1 | 1 | 1 | 1 | 0 | 0.305 | 0 | 0.58896 | 0 | 1 | 1 | 1 | 1 | 1 | 1
| 2019 | 1 | 1 | 1 | 1 | 1 | 0 | 0.236 | 0 | 0.58896 | 0 | 1 | 1 | 1 | 1 | 1 | 1
| 2020 | 1 | 1 | 1 | 1 | 1 | 0 | 0.18 | 0 | 0.58896 | 0 | 1 | 1 | 1 | 1 | 1 | 1
| 2021 | 1 | 1 | 1 | 1 | 1 | 0 | 0.13 | 0 | 0.58896 | 0 | 1 | 1 | 1 | 1 | 1 | 1
| 2022 | 1 | 1 | 1 | 1 | 1 | 0 | 0.084 | 0 | 0.58896 | 0 | 1 | 1 | 1 | 1 | 1 | 1
| 2023 | 1 | 1 | 1 | 1 | 1 | 0.004 | 0.077 | 0 | 0.58896 | 0 | 1 | 1 | 1 | 1 | 1 | 1
| 2024 | 1 | 1 | 1 | 1 | 1 | 0.172 | 0.085 | 0 | 0.58896 | 0 | 1 | 1 | 1 | 1 | 1 | 1
| 2025 | 1 | 1 | 1 | 1 | 1 | 0.372 | 0.187 | 0 | 0.58896 | 0 | 1 | 1 | 1 | 1 | 1 | 1
| 2026 | 1 | 1 | 1 | 1 | 1 | 0.529 | 0.22 | 0 | 0.58896 | 0 | 1 | 1 | 1 | 1 | 1 | 1
| 2027 | 1 | 1 | 1 | 1 | 1 | 0.637 | 0.234 | 0 | 0.58896 | 0 | 1 | 1 | 1 | 1 | 1 | 1
| 2028 | 1 | 1 | 1 | 1 | 1 | 0.699 | 0.255 | 0 | 0.58896 | 0 | 1 | 1 | 1 | 1 | 1 | 1
| 2029 | 1 | 1 | 1 | 1 | 1 | 0.718 | 0.277 | 0 | 0.58896 | 0 | 1 | 1 | 1 | 1 | 1 | 1
| 2030 | 1 | 1 | 1 | 1 | 1 | 0.697 | 0.305 | 0 | 0.58896 | 0 | 1 | 1 | 1 | 1 | 1 | 1
| 2031 | 1 | 1 | 1 | 1 | 1 | 0.634 | 0.355 | 0 | 0.58896 | 0 | 1 | 1 | 1 | 1 | 1 | 1
| 2032 | 1 | 1 | 1 | 1 | 1 | 0.524 | 0.423 | 0 | 0.58896 | 0 | 1 | 1 | 1 | 1 | 1 | 1
| 2033 | 1 | 1 | 1 | 1 | 1 | 0.366 | 0.506 | 0 | 0.58896 | 0 | 1 | 1 | 1 | 1 | 1 | 1
| 2034 | 1 | 1 | 1 | 1 | 1 | 0.169 | 0.603 | 0 | 0.58896 | 0 | 1 | 1 | 1 | 1 | 1 | 1
| 2035 | 1 | 1 | 1 | 1 | 1 | 0.008 | 0.669 | 0 | 0.58896 | 0 | 1 | 1 | 1 | 1 | 1 | 1
| 2036 | 1 | 1 | 1 | 1 | 1 | 0 | 0.718 | 0 | 0.58896 | 0 | 1 | 1 | 1 | 1 | 1 | 1
| 2037 | 1 | 1 | 1 | 1 | 1 | 0 | 0.715 | 0 | 0.58896 | 0 | 1 | 1 | 1 | 1 | 1 | 1
| 2038 | 1 | 1 | 1 | 1 | 1 | 0 | 0.599 | 0 | 0.58896 | 0 | 1 | 1 | 1 | 1 | 1 | 1
| 2039 | 1 | 1 | 1 | 1 | 1 | 0 | 0.501 | 0 | 0.58896 | 0 | 1 | 1 | 1 | 1 | 1 | 1
| 2040 | 1 | 1 | 1 | 1 | 1 | 0 | 0.444 | 0 | 0.58896 | 0 | 1 | 1 | 1 | 1 | 1 | 1
| 2041 | 1 | 1 | 1 | 1 | 1 | 0 | 0.402 | 0 | 0.58896 | 0 | 1 | 1 | 1 | 1 | 1 | 1
| 2042 | 1 | 1 | 1 | 1 | 1 | 0 | 0.372 | 0 | 0.58896 | 0 | 1 | 1 | 1 | 1 | 1 | 1
| 2043 | 1 | 1 | 1 | 1 | 1 | 0 | 0.337 | 0 | 0.58896 | 0 | 1 | 1 | 1 | 1 | 1 | 1
| 2044 | 1 | 1 | 1 | 1 | 1 | 0 | 0.319 | 0 | 0.58896 | 0 | 1 | 1 | 1 | 1 | 1 | 1
| 2045 | 1 | 1 | 1 | 1 | 1 | 0 | 0.305 | 0 | 0.58896 | 0 | 1 | 1 | 1 | 1 | 1 | 1
| 2046 | 1 | 1 | 1 | 1 | 1 | 0 | 0.284 | 0 | 0.58896 | 0 | 1 | 1 | 1 | 1 | 1 | 1
| 2047 | 1 | 1 | 1 | 1 | 1 | 0.003 | 0.251 | 0 | 0.58896 | 0 | 1 | 1 | 1 | 1 | 1 | 1
| 2048 | 1 | 1 | 1 | 1 | 1 | 0.142 | 0.289 | 0 | 0.58896 | 0 | 1 | 1 | 1 | 1 | 1 | 1
| 2049 | 1 | 1 | 1 | 1 | 1 | 0.302 | 0.407 | 0 | 0.58896 | 0 | 1 | 1 | 1 | 1 | 1 | 1
| 2050 | 1 | 1 | 1 | 1 | 1 | 0.456 | 0.374 | 0 | 0.58896 | 0 | 1 | 1 | 1 | 1 | 1 | 1
| 2051 | 1 | 1 | 1 | 1 | 1 | 0.542 | 0.334 | 0 | 0.58896 | 0 | 1 | 1 | 1 | 1 | 1 | 1
| 2052 | 1 | 1 | 1 | 1 | 1 | 0.575 | 0.344 | 0 | 0.58896 | 0 | 1 | 1 | 1 | 1 | 1 | 1
| 2053 | 1 | 1 | 1 | 1 | 1 | 0.639 | 0.355 | 0 | 0.58896 | 0 | 1 | 1 | 1 | 1 | 1 | 1
| 2054 | 1 | 1 | 1 | 1 | 1 | 0.663 | 0.37 | 0 | 0.58896 | 0 | 1 | 1 | 1 | 1 | 1 | 1
| 2055 | 1 | 1 | 1 | 1 | 1 | 0.593 | 0.416 | 0 | 0.58896 | 0 | 1 | 1 | 1 | 1 | 1 | 1
| 2056 | 1 | 1 | 1 | 1 | 1 | 0.448 | 0.501 | 0 | 0.58896 | 0 | 1 | 1 | 1 | 1 | 1 | 1
| 2057 | 1 | 1 | 1 | 1 | 1 | 0.238 | 0.59 | 0 | 0.58896 | 0 | 1 | 1 | 1 | 1 | 1 | 1
| 2058 | 1 | 1 | 1 | 1 | 1 | 0.104 | 0.673 | 0 | 0.58896 | 0 | 1 | 1 | 1 | 1 | 1 | 1
| 2059 | 1 | 1 | 1 | 1 | 1 | 0.003 | 0.722 | 0 | 0.58896 | 0 | 1 | 1 | 1 | 1 | 1 | 1
| 2060 | 1 | 1 | 1 | 1 | 1 | 0 | 0.763 | 0 | 0.58896 | 0 | 1 | 1 | 1 | 1 | 1 | 1
| 2061 | 1 | 1 | 1 | 1 | 1 | 0 | 0.777 | 0 | 0.58896 | 0 | 1 | 1 | 1 | 1 | 1 | 1
| 2062 | 1 | 1 | 1 | 1 | 1 | 0 | 0.739 | 0 | 0.58896 | 0 | 1 | 1 | 1 | 1 | 1 | 1
| 2063 | 1 | 1 | 1 | 1 | 1 | 0 | 0.692 | 0 | 0.58896 | 0 | 1 | 1 | 1 | 1 | 1 | 1
| 2064 | 1 | 1 | 1 | 1 | 1 | 0 | 0.618 | 0 | 0.58896 | 0 | 1 | 1 | 1 | 1 | 1 | 1
| 2065 | 1 | 1 | 1 | 1 | 1 | 0 | 0.532 | 0 | 0.58896 | 0 | 1 | 1 | 1 | 1 | 1 | 1
| 2066 | 1 | 1 | 1 | 1 | 1 | 0 | 0.49 | 0 | 0.58896 | 0 | 1 | 1 | 1 | 1 | 1 | 1
| 2067 | 1 | 1 | 1 | 1 | 1 | 0 | 0.41 | 0 | 0.58896 | 0 | 1 | 1 | 1 | 1 | 1 | 1
| 2068 | 1 | 1 | 1 | 1 | 1 | 0 | 0.325 | 0 | 0.58896 | 0 | 1 | 1 | 1 | 1 | 1 | 1
| 2069 | 1 | 1 | 1 | 1 | 1 | 0 | 0.237 | 0 | 0.58896 | 0 | 1 | 1 | 1 | 1 | 1 | 1
| 2070 | 1 | 1 | 1 | 1 | 1 | 0 | 0.191 | 0 | 0.58896 | 0 | 1 | 1 | 1 | 1 | 1 | 1
| 2071 | 1 | 1 | 1 | 1 | 1 | 0.002 | 0.182 | 0 | 0.58896 | 0 | 1 | 1 | 1 | 1 | 1 | 1
| 2072 | 1 | 1 | 1 | 1 | 1 | 0.133 | 0.253 | 0 | 0.58896 | 0 | 1 | 1 | 1 | 1 | 1 | 1
| 2073 | 1 | 1 | 1 | 1 | 1 | 0.328 | 0.424 | 0 | 0.58896 | 0 | 1 | 1 | 1 | 1 | 1 | 1
| 2074 | 1 | 1 | 1 | 1 | 1 | 0.52 | 0.478 | 0 | 0.58896 | 0 | 1 | 1 | 1 | 1 | 1 | 1
| 2075 | 1 | 1 | 1 | 1 | 1 | 0.633 | 0.479 | 0 | 0.58896 | 0 | 1 | 1 | 1 | 1 | 1 | 1
| 2076 | 1 | 1 | 1 | 1 | 1 | 0.695 | 0.481 | 0 | 0.58896 | 0 | 1 | 1 | 1 | 1 | 1 | 1
| 2077 | 1 | 1 | 1 | 1 | 1 | 0.685 | 0.458 | 0 | 0.58896 | 0 | 1 | 1 | 1 | 1 | 1 | 1
| 2078 | 1 | 1 | 1 | 1 | 1 | 0.648 | 0.442 | 0 | 0.58896 | 0 | 1 | 1 | 1 | 1 | 1 | 1
| 2079 | 1 | 1 | 1 | 1 | 1 | 0.569 | 0.446 | 0 | 0.58896 | 0 | 1 | 1 | 1 | 1 | 1 | 1
| 2080 | 1 | 1 | 1 | 1 | 1 | 0.452 | 0.458 | 0 | 0.58896 | 0 | 1 | 1 | 1 | 1 | 1 | 1
| 2081 | 1 | 1 | 1 | 1 | 1 | 0.31 | 0.466 | 0 | 0.58896 | 0 | 1 | 1 | 1 | 1 | 1 | 1
| 2082 | 1 | 1 | 1 | 1 | 1 | 0.148 | 0.464 | 0 | 0.58896 | 0 | 1 | 1 | 1 | 1 | 1 | 1
| 2083 | 1 | 1 | 1 | 1 | 1 | 0.006 | 0.443 | 0 | 0.58896 | 0 | 1 | 1 | 1 | 1 | 1 | 1
| 2084 | 1 | 1 | 1 | 1 | 1 | 0 | 0.454 | 0 | 0.58896 | 0 | 1 | 1 | 1 | 1 | 1 | 1
| 2085 | 1 | 1 | 1 | 1 | 1 | 0 | 0.477 | 0 | 0.58896 | 0 | 1 | 1 | 1 | 1 | 1 | 1
| 2086 | 1 | 1 | 1 | 1 | 1 | 0 | 0.48 | 0 | 0.58896 | 0 | 1 | 1 | 1 | 1 | 1 | 1
| 2087 | 1 | 1 | 1 | 1 | 1 | 0 | 0.481 | 0 | 0.58896 | 0 | 1 | 1 | 1 | 1 | 1 | 1
| 2088 | 1 | 1 | 1 | 1 | 1 | 0 | 0.428 | 0 | 0.58896 | 0 | 1 | 1 | 1 | 1 | 1 | 1
| 2089 | 1 | 1 | 1 | 1 | 1 | 0 | 0.392 | 0 | 0.58896 | 0 | 1 | 1 | 1 | 1 | 1 | 1
| 2090 | 1 | 1 | 1 | 1 | 1 | 0 | 0.356 | 0 | 0.58896 | 0 | 1 | 1 | 1 | 1 | 1 | 1
| 2091 | 1 | 1 | 1 | 1 | 1 | 0 | 0.32 | 0 | 0.58896 | 0 | 1 | 1 | 1 | 1 | 1 | 1
| 2092 | 1 | 1 | 1 | 1 | 1 | 0 | 0.287 | 0 | 0.58896 | 0 | 1 | 1 | 1 | 1 | 1 | 1
| 2093 | 1 | 1 | 1 | 1 | 1 | 0 | 0.253 | 0 | 0.58896 | 0 | 1 | 1 | 1 | 1 | 1 | 1
| 2094 | 1 | 1 | 1 | 1 | 1 | 0 | 0.237 | 0 | 0.58896 | 0 | 1 | 1 | 1 | 1 | 1 | 1
| 2095 | 1 | 1 | 1 | 1 | 1 | 0.003 | 0.22 | 0 | 0.58896 | 0 | 1 | 1 | 1 | 1 | 1 | 1
| 2096 | 1 | 1 | 1 | 1 | 1 | 0.15 | 0.179 | 0 | 0.58896 | 0 | 1 | 1 | 1 | 1 | 1 | 1
| 2097 | 1 | 1 | 1 | 1 | 1 | 0.375 | 0.225 | 0 | 0.58896 | 0 | 1 | 1 | 1 | 1 | 1 | 1
| 2098 | 1 | 1 | 1 | 1 | 1 | 0.537 | 0.188 | 0 | 0.58896 | 0 | 1 | 1 | 1 | 1 | 1 | 1
| 2099 | 1 | 1 | 1 | 1 | 1 | 0.647 | 0.176 | 0 | 0.58896 | 0 | 1 | 1 | 1 | 1 | 1 | 1
| 2100 | 1 | 1 | 1 | 1 | 1 | 0.706 | 0.187 | 0 | 0.58896 | 0 | 1 | 1 | 1 | 1 | 1 | 1
| 2101 | 1 | 1 | 1 | 1 | 1 | 0.722 | 0.225 | 0 | 0.58896 | 0 | 1 | 1 | 1 | 1 | 1 | 1
| 2102 | 1 | 1 | 1 | 1 | 1 | 0.696 | 0.278 | 0 | 0.58896 | 0 | 1 | 1 | 1 | 1 | 1 | 1
| 2103 | 1 | 1 | 1 | 1 | 1 | 0.621 | 0.328 | 0 | 0.58896 | 0 | 1 | 1 | 1 | 1 | 1 | 1
| 2104 | 1 | 1 | 1 | 1 | 1 | 0.498 | 0.379 | 0 | 0.58896 | 0 | 1 | 1 | 1 | 1 | 1 | 1
| 2105 | 1 | 1 | 1 | 1 | 1 | 0.327 | 0.431 | 0 | 0.58896 | 0 | 1 | 1 | 1 | 1 | 1 | 1
| 2106 | 1 | 1 | 1 | 1 | 1 | 0.133 | 0.493 | 0 | 0.58896 | 0 | 1 | 1 | 1 | 1 | 1 | 1
| 2107 | 1 | 1 | 1 | 1 | 1 | 0.004 | 0.532 | 0 | 0.58896 | 0 | 1 | 1 | 1 | 1 | 1 | 1
| 2108 | 1 | 1 | 1 | 1 | 1 | 0 | 0.59 | 0 | 0.58896 | 0 | 1 | 1 | 1 | 1 | 1 | 1
| 2109 | 1 | 1 | 1 | 1 | 1 | 0 | 0.574 | 0 | 0.58896 | 0 | 1 | 1 | 1 | 1 | 1 | 1
| 2110 | 1 | 1 | 1 | 1 | 1 | 0 | 0.498 | 0 | 0.58896 | 0 | 1 | 1 | 1 | 1 | 1 | 1
| 2111 | 1 | 1 | 1 | 1 | 1 | 0 | 0.442 | 0 | 0.58896 | 0 | 1 | 1 | 1 | 1 | 1 | 1
| 2112 | 1 | 1 | 1 | 1 | 1 | 0 | 0.388 | 0 | 0.58896 | 0 | 1 | 1 | 1 | 1 | 1 | 1
| 2113 | 1 | 1 | 1 | 1 | 1 | 0 | 0.332 | 0 | 0.58896 | 0 | 1 | 1 | 1 | 1 | 1 | 1
| 2114 | 1 | 1 | 1 | 1 | 1 | 0 | 0.287 | 0 | 0.58896 | 0 | 1 | 1 | 1 | 1 | 1 | 1
| 2115 | 1 | 1 | 1 | 1 | 1 | 0 | 0.264 | 0 | 0.58896 | 0 | 1 | 1 | 1 | 1 | 1 | 1
| 2116 | 1 | 1 | 1 | 1 | 1 | 0 | 0.231 | 0 | 0.58896 | 0 | 1 | 1 | 1 | 1 | 1 | 1
| 2117 | 1 | 1 | 1 | 1 | 1 | 0 | 0.197 | 0 | 0.58896 | 0 | 1 | 1 | 1 | 1 | 1 | 1
| 2118 | 1 | 1 | 1 | 1 | 1 | 0 | 0.172 | 0 | 0.58896 | 0 | 1 | 1 | 1 | 1 | 1 | 1
| 2119 | 1 | 1 | 1 | 1 | 1 | 0.002 | 0.146 | 0 | 0.58896 | 0 | 1 | 1 | 1 | 1 | 1 | 1
| 2120 | 1 | 1 | 1 | 1 | 1 | 0.106 | 0.195 | 0 | 0.58896 | 0 | 1 | 1 | 1 | 1 | 1 | 1
| 2121 | 1 | 1 | 1 | 1 | 1 | 0.307 | 0.395 | 0 | 0.58896 | 0 | 1 | 1 | 1 | 1 | 1 | 1
| 2122 | 1 | 1 | 1 | 1 | 1 | 0.48 | 0.457 | 0 | 0.58896 | 0 | 1 | 1 | 1 | 1 | 1 | 1
| 2123 | 1 | 1 | 1 | 1 | 1 | 0.596 | 0.43 | 0 | 0.58896 | 0 | 1 | 1 | 1 | 1 | 1 | 1
| 2124 | 1 | 1 | 1 | 1 | 1 | 0.663 | 0.404 | 0 | 0.58896 | 0 | 1 | 1 | 1 | 1 | 1 | 1
| 2125 | 1 | 1 | 1 | 1 | 1 | 0.69 | 0.381 | 0 | 0.58896 | 0 | 1 | 1 | 1 | 1 | 1 | 1
| 2126 | 1 | 1 | 1 | 1 | 1 | 0.678 | 0.372 | 0 | 0.58896 | 0 | 1 | 1 | 1 | 1 | 1 | 1
| 2127 | 1 | 1 | 1 | 1 | 1 | 0.621 | 0.386 | 0 | 0.58896 | 0 | 1 | 1 | 1 | 1 | 1 | 1
| 2128 | 1 | 1 | 1 | 1 | 1 | 0.517 | 0.432 | 0 | 0.58896 | 0 | 1 | 1 | 1 | 1 | 1 | 1
| 2129 | 1 | 1 | 1 | 1 | 1 | 0.361 | 0.488 | 0 | 0.58896 | 0 | 1 | 1 | 1 | 1 | 1 | 1
| 2130 | 1 | 1 | 1 | 1 | 1 | 0.159 | 0.556 | 0 | 0.58896 | 0 | 1 | 1 | 1 | 1 | 1 | 1
| 2131 | 1 | 1 | 1 | 1 | 1 | 0.007 | 0.612 | 0 | 0.58896 | 0 | 1 | 1 | 1 | 1 | 1 | 1
| 2132 | 1 | 1 | 1 | 1 | 1 | 0 | 0.629 | 0 | 0.58896 | 0 | 1 | 1 | 1 | 1 | 1 | 1
| 2133 | 1 | 1 | 1 | 1 | 1 | 0 | 0.619 | 0 | 0.58896 | 0 | 1 | 1 | 1 | 1 | 1 | 1
| 2134 | 1 | 1 | 1 | 1 | 1 | 0 | 0.601 | 0 | 0.58896 | 0 | 1 | 1 | 1 | 1 | 1 | 1
| 2135 | 1 | 1 | 1 | 1 | 1 | 0 | 0.57 | 0 | 0.58896 | 0 | 1 | 1 | 1 | 1 | 1 | 1
| 2136 | 1 | 1 | 1 | 1 | 1 | 0 | 0.528 | 0 | 0.58896 | 0 | 1 | 1 | 1 | 1 | 1 | 1
| 2137 | 1 | 1 | 1 | 1 | 1 | 0 | 0.464 | 0 | 0.58896 | 0 | 1 | 1 | 1 | 1 | 1 | 1
| 2138 | 1 | 1 | 1 | 1 | 1 | 0 | 0.388 | 0 | 0.58896 | 0 | 1 | 1 | 1 | 1 | 1 | 1
| 2139 | 1 | 1 | 1 | 1 | 1 | 0 | 0.315 | 0 | 0.58896 | 0 | 1 | 1 | 1 | 1 | 1 | 1
| 2140 | 1 | 1 | 1 | 1 | 1 | 0 | 0.245 | 0 | 0.58896 | 0 | 1 | 1 | 1 | 1 | 1 | 1
| 2141 | 1 | 1 | 1 | 1 | 1 | 0 | 0.198 | 0 | 0.58896 | 0 | 1 | 1 | 1 | 1 | 1 | 1
| 2142 | 1 | 1 | 1 | 1 | 1 | 0 | 0.161 | 0 | 0.58896 | 0 | 1 | 1 | 1 | 1 | 1 | 1
| 2143 | 1 | 1 | 1 | 1 | 1 | 0.002 | 0.135 | 0 | 0.58896 | 0 | 1 | 1 | 1 | 1 | 1 | 1
| 2144 | 1 | 1 | 1 | 1 | 1 | 0.126 | 0.159 | 0 | 0.58896 | 0 | 1 | 1 | 1 | 1 | 1 | 1
| 2145 | 1 | 1 | 1 | 1 | 1 | 0.345 | 0.261 | 0 | 0.58896 | 0 | 1 | 1 | 1 | 1 | 1 | 1
| 2146 | 1 | 1 | 1 | 1 | 1 | 0.522 | 0.295 | 0 | 0.58896 | 0 | 1 | 1 | 1 | 1 | 1 | 1
| 2147 | 1 | 1 | 1 | 1 | 1 | 0.637 | 0.274 | 0 | 0.58896 | 0 | 1 | 1 | 1 | 1 | 1 | 1
| 2148 | 1 | 1 | 1 | 1 | 1 | 0.71 | 0.255 | 0 | 0.58896 | 0 | 1 | 1 | 1 | 1 | 1 | 1
| 2149 | 1 | 1 | 1 | 1 | 1 | 0.73 | 0.251 | 0 | 0.58896 | 0 | 1 | 1 | 1 | 1 | 1 | 1
| 2150 | 1 | 1 | 1 | 1 | 1 | 0.706 | 0.254 | 0 | 0.58896 | 0 | 1 | 1 | 1 | 1 | 1 | 1
| 2151 | 1 | 1 | 1 | 1 | 1 | 0.642 | 0.272 | 0 | 0.58896 | 0 | 1 | 1 | 1 | 1 | 1 | 1
| 2152 | 1 | 1 | 1 | 1 | 1 | 0.534 | 0.309 | 0 | 0.58896 | 0 | 1 | 1 | 1 | 1 | 1 | 1
| 2153 | 1 | 1 | 1 | 1 | 1 | 0.38 | 0.381 | 0 | 0.58896 | 0 | 1 | 1 | 1 | 1 | 1 | 1
| 2154 | 1 | 1 | 1 | 1 | 1 | 0.186 | 0.495 | 0 | 0.58896 | 0 | 1 | 1 | 1 | 1 | 1 | 1
| 2155 | 1 | 1 | 1 | 1 | 1 | 0.01 | 0.622 | 0 | 0.58896 | 0 | 1 | 1 | 1 | 1 | 1 | 1
| 2156 | 1 | 1 | 1 | 1 | 1 | 0 | 0.704 | 0 | 0.58896 | 0 | 1 | 1 | 1 | 1 | 1 | 1
| 2157 | 1 | 1 | 1 | 1 | 1 | 0 | 0.626 | 0 | 0.58896 | 0 | 1 | 1 | 1 | 1 | 1 | 1
| 2158 | 1 | 1 | 1 | 1 | 1 | 0 | 0.516 | 0 | 0.58896 | 0 | 1 | 1 | 1 | 1 | 1 | 1
| 2159 | 1 | 1 | 1 | 1 | 1 | 0 | 0.447 | 0 | 0.58896 | 0 | 1 | 1 | 1 | 1 | 1 | 1
| 2160 | 1 | 1 | 1 | 1 | 1 | 0 | 0.429 | 0 | 0.58896 | 0 | 1 | 1 | 1 | 1 | 1 | 1
| 2161 | 1 | 1 | 1 | 1 | 1 | 0 | 0.421 | 0 | 0.87851 | 0 | 1 | 1 | 1 | 1 | 1 | 1
| 2162 | 1 | 1 | 1 | 1 | 1 | 0 | 0.343 | 0 | 0.87851 | 0 | 1 | 1 | 1 | 1 | 1 | 1
| 2163 | 1 | 1 | 1 | 1 | 1 | 0 | 0.24 | 0 | 0.87851 | 0 | 1 | 1 | 1 | 1 | 1 | 1
| 2164 | 1 | 1 | 1 | 1 | 1 | 0 | 0.156 | 0 | 0.87851 | 0 | 1 | 1 | 1 | 1 | 1 | 1
| 2165 | 1 | 1 | 1 | 1 | 1 | 0 | 0.126 | 0 | 0.87851 | 0 | 1 | 1 | 1 | 1 | 1 | 1
| 2166 | 1 | 1 | 1 | 1 | 1 | 0 | 0.121 | 0 | 0.87851 | 0 | 1 | 1 | 1 | 1 | 1 | 1
| 2167 | 1 | 1 | 1 | 1 | 1 | 0.002 | 0.128 | 0 | 0.87851 | 0 | 1 | 1 | 1 | 1 | 1 | 1
| 2168 | 1 | 1 | 1 | 1 | 1 | 0.123 | 0.163 | 0 | 0.87851 | 0 | 1 | 1 | 1 | 1 | 1 | 1
| 2169 | 1 | 1 | 1 | 1 | 1 | 0.349 | 0.182 | 0 | 0.87851 | 0 | 1 | 1 | 1 | 1 | 1 | 1
| 2170 | 1 | 1 | 1 | 1 | 1 | 0.526 | 0.159 | 0 | 0.87851 | 0 | 1 | 1 | 1 | 1 | 1 | 1
| 2171 | 1 | 1 | 1 | 1 | 1 | 0.639 | 0.153 | 0 | 0.87851 | 0 | 1 | 1 | 1 | 1 | 1 | 1
| 2172 | 1 | 1 | 1 | 1 | 1 | 0.709 | 0.178 | 0 | 0.87851 | 0 | 1 | 1 | 1 | 1 | 1 | 1
| 2173 | 1 | 1 | 1 | 1 | 1 | 0.728 | 0.225 | 0 | 0.87851 | 0 | 1 | 1 | 1 | 1 | 1 | 1
| 2174 | 1 | 1 | 1 | 1 | 1 | 0.711 | 0.278 | 0 | 0.87851 | 0 | 1 | 1 | 1 | 1 | 1 | 1
| 2175 | 1 | 1 | 1 | 1 | 1 | 0.646 | 0.326 | 0 | 0.87851 | 0 | 1 | 1 | 1 | 1 | 1 | 1
| 2176 | 1 | 1 | 1 | 1 | 1 | 0.539 | 0.379 | 0 | 0.87851 | 0 | 1 | 1 | 1 | 1 | 1 | 1
| 2177 | 1 | 1 | 1 | 1 | 1 | 0.389 | 0.441 | 0 | 0.87851 | 0 | 1 | 1 | 1 | 1 | 1 | 1
| 2178 | 1 | 1 | 1 | 1 | 1 | 0.191 | 0.513 | 0 | 0.87851 | 0 | 1 | 1 | 1 | 1 | 1 | 1
| 2179 | 1 | 1 | 1 | 1 | 1 | 0.01 | 0.599 | 0 | 0.87851 | 0 | 1 | 1 | 1 | 1 | 1 | 1
| 2180 | 1 | 1 | 1 | 1 | 1 | 0 | 0.696 | 0 | 0.87851 | 0 | 1 | 1 | 1 | 1 | 1 | 1
| 2181 | 1 | 1 | 1 | 1 | 1 | 0 | 0.728 | 0 | 0.87851 | 0 | 1 | 1 | 1 | 1 | 1 | 1
| 2182 | 1 | 1 | 1 | 1 | 1 | 0 | 0.708 | 0 | 0.87851 | 0 | 1 | 1 | 1 | 1 | 1 | 1
| 2183 | 1 | 1 | 1 | 1 | 1 | 0 | 0.643 | 0 | 0.87851 | 0 | 1 | 1 | 1 | 1 | 1 | 1
| 2184 | 1 | 1 | 1 | 1 | 1 | 0 | 0.606 | 0 | 0.87851 | 0 | 1 | 1 | 1 | 1 | 1 | 1
| 2185 | 1 | 1 | 1 | 1 | 1 | 0 | 0.547 | 0 | 0.87851 | 0 | 1 | 1 | 1 | 1 | 1 | 1
| 2186 | 1 | 1 | 1 | 1 | 1 | 0 | 0.456 | 0 | 0.87851 | 0 | 1 | 1 | 1 | 1 | 1 | 1
| 2187 | 1 | 1 | 1 | 1 | 1 | 0 | 0.422 | 0 | 0.87851 | 0 | 1 | 1 | 1 | 1 | 1 | 1
| 2188 | 1 | 1 | 1 | 1 | 1 | 0 | 0.364 | 0 | 0.87851 | 0 | 1 | 1 | 1 | 1 | 1 | 1
| 2189 | 1 | 1 | 1 | 1 | 1 | 0 | 0.328 | 0 | 0.87851 | 0 | 1 | 1 | 1 | 1 | 1 | 1
| 2190 | 1 | 1 | 1 | 1 | 1 | 0 | 0.318 | 0 | 0.87851 | 0 | 1 | 1 | 1 | 1 | 1 | 1
| 2191 | 1 | 1 | 1 | 1 | 1 | 0.002 | 0.279 | 0 | 0.87851 | 0 | 1 | 1 | 1 | 1 | 1 | 1
| 2192 | 1 | 1 | 1 | 1 | 1 | 0.127 | 0.286 | 0 | 0.87851 | 0 | 1 | 1 | 1 | 1 | 1 | 1
| 2193 | 1 | 1 | 1 | 1 | 1 | 0.366 | 0.336 | 0 | 0.87851 | 0 | 1 | 1 | 1 | 1 | 1 | 1
| 2194 | 1 | 1 | 1 | 1 | 1 | 0.549 | 0.386 | 0 | 0.87851 | 0 | 1 | 1 | 1 | 1 | 1 | 1
| 2195 | 1 | 1 | 1 | 1 | 1 | 0.659 | 0.396 | 0 | 0.87851 | 0 | 1 | 1 | 1 | 1 | 1 | 1
| 2196 | 1 | 1 | 1 | 1 | 1 | 0.719 | 0.395 | 0 | 0.87851 | 0 | 1 | 1 | 1 | 1 | 1 | 1
| 2197 | 1 | 1 | 1 | 1 | 1 | 0.737 | 0.398 | 0 | 0.87851 | 0 | 1 | 1 | 1 | 1 | 1 | 1
| 2198 | 1 | 1 | 1 | 1 | 1 | 0.716 | 0.404 | 0 | 0.87851 | 0 | 1 | 1 | 1 | 1 | 1 | 1
| 2199 | 1 | 1 | 1 | 1 | 1 | 0.651 | 0.42 | 0 | 0.87851 | 0 | 1 | 1 | 1 | 1 | 1 | 1
| 2200 | 1 | 1 | 1 | 1 | 1 | 0.543 | 0.438 | 0 | 0.87851 | 0 | 1 | 1 | 1 | 1 | 1 | 1
| 2201 | 1 | 1 | 1 | 1 | 1 | 0.388 | 0.464 | 0 | 0.87851 | 0 | 1 | 1 | 1 | 1 | 1 | 1
| 2202 | 1 | 1 | 1 | 1 | 1 | 0.176 | 0.501 | 0 | 0.87851 | 0 | 1 | 1 | 1 | 1 | 1 | 1
| 2203 | 1 | 1 | 1 | 1 | 1 | 0.008 | 0.561 | 0 | 0.87851 | 0 | 1 | 1 | 1 | 1 | 1 | 1
| 2204 | 1 | 1 | 1 | 1 | 1 | 0 | 0.621 | 0 | 0.87851 | 0 | 1 | 1 | 1 | 1 | 1 | 1
| 2205 | 1 | 1 | 1 | 1 | 1 | 0 | 0.639 | 0 | 0.87851 | 0 | 1 | 1 | 1 | 1 | 1 | 1
| 2206 | 1 | 1 | 1 | 1 | 1 | 0 | 0.557 | 0 | 0.87851 | 0 | 1 | 1 | 1 | 1 | 1 | 1
| 2207 | 1 | 1 | 1 | 1 | 1 | 0 | 0.507 | 0 | 0.87851 | 0 | 1 | 1 | 1 | 1 | 1 | 1
| 2208 | 1 | 1 | 1 | 1 | 1 | 0 | 0.464 | 0 | 0.87851 | 0 | 1 | 1 | 1 | 1 | 1 | 1
| 2209 | 1 | 1 | 1 | 1 | 1 | 0 | 0.379 | 0 | 0.87851 | 0 | 1 | 1 | 1 | 1 | 1 | 1
| 2210 | 1 | 1 | 1 | 1 | 1 | 0 | 0.31 | 0 | 0.87851 | 0 | 1 | 1 | 1 | 1 | 1 | 1
| 2211 | 1 | 1 | 1 | 1 | 1 | 0 | 0.238 | 0 | 0.87851 | 0 | 1 | 1 | 1 | 1 | 1 | 1
| 2212 | 1 | 1 | 1 | 1 | 1 | 0 | 0.194 | 0 | 0.87851 | 0 | 1 | 1 | 1 | 1 | 1 | 1
| 2213 | 1 | 1 | 1 | 1 | 1 | 0 | 0.133 | 0 | 0.87851 | 0 | 1 | 1 | 1 | 1 | 1 | 1
| 2214 | 1 | 1 | 1 | 1 | 1 | 0 | 0.101 | 0 | 0.87851 | 0 | 1 | 1 | 1 | 1 | 1 | 1
| 2215 | 1 | 1 | 1 | 1 | 1 | 0.002 | 0.084 | 0 | 0.87851 | 0 | 1 | 1 | 1 | 1 | 1 | 1
| 2216 | 1 | 1 | 1 | 1 | 1 | 0.126 | 0.101 | 0 | 0.87851 | 0 | 1 | 1 | 1 | 1 | 1 | 1
| 2217 | 1 | 1 | 1 | 1 | 1 | 0.329 | 0.144 | 0 | 0.87851 | 0 | 1 | 1 | 1 | 1 | 1 | 1
| 2218 | 1 | 1 | 1 | 1 | 1 | 0.507 | 0.144 | 0 | 0.87851 | 0 | 1 | 1 | 1 | 1 | 1 | 1
| 2219 | 1 | 1 | 1 | 1 | 1 | 0.644 | 0.155 | 0 | 0.87851 | 0 | 1 | 1 | 1 | 1 | 1 | 1
| 2220 | 1 | 1 | 1 | 1 | 1 | 0.706 | 0.185 | 0 | 0.87851 | 0 | 1 | 1 | 1 | 1 | 1 | 1
| 2221 | 1 | 1 | 1 | 1 | 1 | 0.719 | 0.243 | 0 | 0.87851 | 0 | 1 | 1 | 1 | 1 | 1 | 1
| 2222 | 1 | 1 | 1 | 1 | 1 | 0.697 | 0.332 | 0 | 0.87851 | 0 | 1 | 1 | 1 | 1 | 1 | 1
| 2223 | 1 | 1 | 1 | 1 | 1 | 0.632 | 0.431 | 0 | 0.87851 | 0 | 1 | 1 | 1 | 1 | 1 | 1
| 2224 | 1 | 1 | 1 | 1 | 1 | 0.505 | 0.525 | 0 | 0.87851 | 0 | 1 | 1 | 1 | 1 | 1 | 1
| 2225 | 1 | 1 | 1 | 1 | 1 | 0.356 | 0.605 | 0 | 0.87851 | 0 | 1 | 1 | 1 | 1 | 1 | 1
| 2226 | 1 | 1 | 1 | 1 | 1 | 0.166 | 0.648 | 0 | 0.87851 | 0 | 1 | 1 | 1 | 1 | 1 | 1
| 2227 | 1 | 1 | 1 | 1 | 1 | 0.007 | 0.658 | 0 | 0.87851 | 0 | 1 | 1 | 1 | 1 | 1 | 1
| 2228 | 1 | 1 | 1 | 1 | 1 | 0 | 0.625 | 0 | 0.87851 | 0 | 1 | 1 | 1 | 1 | 1 | 1
| 2229 | 1 | 1 | 1 | 1 | 1 | 0 | 0.642 | 0 | 0.87851 | 0 | 1 | 1 | 1 | 1 | 1 | 1
| 2230 | 1 | 1 | 1 | 1 | 1 | 0 | 0.621 | 0 | 0.87851 | 0 | 1 | 1 | 1 | 1 | 1 | 1
| 2231 | 1 | 1 | 1 | 1 | 1 | 0 | 0.519 | 0 | 0.87851 | 0 | 1 | 1 | 1 | 1 | 1 | 1
| 2232 | 1 | 1 | 1 | 1 | 1 | 0 | 0.41 | 0 | 0.87851 | 0 | 1 | 1 | 1 | 1 | 1 | 1
| 2233 | 1 | 1 | 1 | 1 | 1 | 0 | 0.286 | 0 | 0.87851 | 0 | 1 | 1 | 1 | 1 | 1 | 1
| 2234 | 1 | 1 | 1 | 1 | 1 | 0 | 0.219 | 0 | 0.87851 | 0 | 1 | 1 | 1 | 1 | 1 | 1
| 2235 | 1 | 1 | 1 | 1 | 1 | 0 | 0.186 | 0 | 0.87851 | 0 | 1 | 1 | 1 | 1 | 1 | 1
| 2236 | 1 | 1 | 1 | 1 | 1 | 0 | 0.171 | 0 | 0.87851 | 0 | 1 | 1 | 1 | 1 | 1 | 1
| 2237 | 1 | 1 | 1 | 1 | 1 | 0 | 0.198 | 0 | 0.87851 | 0 | 1 | 1 | 1 | 1 | 1 | 1
| 2238 | 1 | 1 | 1 | 1 | 1 | 0 | 0.223 | 0 | 0.87851 | 0 | 1 | 1 | 1 | 1 | 1 | 1
| 2239 | 1 | 1 | 1 | 1 | 1 | 0.002 | 0.231 | 0 | 0.87851 | 0 | 1 | 1 | 1 | 1 | 1 | 1
| 2240 | 1 | 1 | 1 | 1 | 1 | 0.116 | 0.32 | 0 | 0.87851 | 0 | 1 | 1 | 1 | 1 | 1 | 1
| 2241 | 1 | 1 | 1 | 1 | 1 | 0.348 | 0.386 | 0 | 0.87851 | 0 | 1 | 1 | 1 | 1 | 1 | 1
| 2242 | 1 | 1 | 1 | 1 | 1 | 0.482 | 0.4 | 0 | 0.87851 | 0 | 1 | 1 | 1 | 1 | 1 | 1
| 2243 | 1 | 1 | 1 | 1 | 1 | 0.582 | 0.426 | 0 | 0.87851 | 0 | 1 | 1 | 1 | 1 | 1 | 1
| 2244 | 1 | 1 | 1 | 1 | 1 | 0.615 | 0.445 | 0 | 0.87851 | 0 | 1 | 1 | 1 | 1 | 1 | 1
| 2245 | 1 | 1 | 1 | 1 | 1 | 0.617 | 0.464 | 0 | 0.87851 | 0 | 1 | 1 | 1 | 1 | 1 | 1
| 2246 | 1 | 1 | 1 | 1 | 1 | 0.584 | 0.491 | 0 | 0.87851 | 0 | 1 | 1 | 1 | 1 | 1 | 1
| 2247 | 1 | 1 | 1 | 1 | 1 | 0.528 | 0.523 | 0 | 0.87851 | 0 | 1 | 1 | 1 | 1 | 1 | 1
| 2248 | 1 | 1 | 1 | 1 | 1 | 0.432 | 0.559 | 0 | 0.87851 | 0 | 1 | 1 | 1 | 1 | 1 | 1
| 2249 | 1 | 1 | 1 | 1 | 1 | 0.302 | 0.59 | 0 | 0.87851 | 0 | 1 | 1 | 1 | 1 | 1 | 1
| 2250 | 1 | 1 | 1 | 1 | 1 | 0.14 | 0.601 | 0 | 0.87851 | 0 | 1 | 1 | 1 | 1 | 1 | 1
| 2251 | 1 | 1 | 1 | 1 | 1 | 0.006 | 0.589 | 0 | 0.87851 | 0 | 1 | 1 | 1 | 1 | 1 | 1
| 2252 | 1 | 1 | 1 | 1 | 1 | 0 | 0.59 | 0 | 0.87851 | 0 | 1 | 1 | 1 | 1 | 1 | 1
| 2253 | 1 | 1 | 1 | 1 | 1 | 0 | 0.646 | 0 | 0.87851 | 0 | 1 | 1 | 1 | 1 | 1 | 1
| 2254 | 1 | 1 | 1 | 1 | 1 | 0 | 0.6 | 0 | 0.87851 | 0 | 1 | 1 | 1 | 1 | 1 | 1
| 2255 | 1 | 1 | 1 | 1 | 1 | 0 | 0.488 | 0 | 0.87851 | 0 | 1 | 1 | 1 | 1 | 1 | 1
| 2256 | 1 | 1 | 1 | 1 | 1 | 0 | 0.43 | 0 | 0.87851 | 0 | 1 | 1 | 1 | 1 | 1 | 1
| 2257 | 1 | 1 | 1 | 1 | 1 | 0 | 0.398 | 0 | 0.87851 | 0 | 1 | 1 | 1 | 1 | 1 | 1
| 2258 | 1 | 1 | 1 | 1 | 1 | 0 | 0.281 | 0 | 0.87851 | 0 | 1 | 1 | 1 | 1 | 1 | 1
| 2259 | 1 | 1 | 1 | 1 | 1 | 0 | 0.233 | 0 | 0.87851 | 0 | 1 | 1 | 1 | 1 | 1 | 1
| 2260 | 1 | 1 | 1 | 1 | 1 | 0 | 0.266 | 0 | 0.87851 | 0 | 1 | 1 | 1 | 1 | 1 | 1
| 2261 | 1 | 1 | 1 | 1 | 1 | 0 | 0.32 | 0 | 0.87851 | 0 | 1 | 1 | 1 | 1 | 1 | 1
| 2262 | 1 | 1 | 1 | 1 | 1 | 0 | 0.323 | 0 | 0.87851 | 0 | 1 | 1 | 1 | 1 | 1 | 1
| 2263 | 1 | 1 | 1 | 1 | 1 | 0.002 | 0.287 | 0 | 0.87851 | 0 | 1 | 1 | 1 | 1 | 1 | 1
| 2264 | 1 | 1 | 1 | 1 | 1 | 0.108 | 0.371 | 0 | 0.87851 | 0 | 1 | 1 | 1 | 1 | 1 | 1
| 2265 | 1 | 1 | 1 | 1 | 1 | 0.348 | 0.494 | 0 | 0.87851 | 0 | 1 | 1 | 1 | 1 | 1 | 1
| 2266 | 1 | 1 | 1 | 1 | 1 | 0.522 | 0.555 | 0 | 0.87851 | 0 | 1 | 1 | 1 | 1 | 1 | 1
| 2267 | 1 | 1 | 1 | 1 | 1 | 0.645 | 0.564 | 0 | 0.87851 | 0 | 1 | 1 | 1 | 1 | 1 | 1
| 2268 | 1 | 1 | 1 | 1 | 1 | 0.712 | 0.55 | 0 | 0.87851 | 0 | 1 | 1 | 1 | 1 | 1 | 1
| 2269 | 1 | 1 | 1 | 1 | 1 | 0.727 | 0.555 | 0 | 0.87851 | 0 | 1 | 1 | 1 | 1 | 1 | 1
| 2270 | 1 | 1 | 1 | 1 | 1 | 0.699 | 0.586 | 0 | 0.87851 | 0 | 1 | 1 | 1 | 1 | 1 | 1
| 2271 | 1 | 1 | 1 | 1 | 1 | 0.637 | 0.632 | 0 | 0.87851 | 0 | 1 | 1 | 1 | 1 | 1 | 1
| 2272 | 1 | 1 | 1 | 1 | 1 | 0.526 | 0.675 | 0 | 0.87851 | 0 | 1 | 1 | 1 | 1 | 1 | 1
| 2273 | 1 | 1 | 1 | 1 | 1 | 0.377 | 0.705 | 0 | 0.87851 | 0 | 1 | 1 | 1 | 1 | 1 | 1
| 2274 | 1 | 1 | 1 | 1 | 1 | 0.187 | 0.733 | 0 | 0.87851 | 0 | 1 | 1 | 1 | 1 | 1 | 1
| 2275 | 1 | 1 | 1 | 1 | 1 | 0.008 | 0.737 | 0 | 0.87851 | 0 | 1 | 1 | 1 | 1 | 1 | 1
| 2276 | 1 | 1 | 1 | 1 | 1 | 0 | 0.72 | 0 | 0.87851 | 0 | 1 | 1 | 1 | 1 | 1 | 1
| 2277 | 1 | 1 | 1 | 1 | 1 | 0 | 0.71 | 0 | 0.87851 | 0 | 1 | 1 | 1 | 1 | 1 | 1
| 2278 | 1 | 1 | 1 | 1 | 1 | 0 | 0.686 | 0 | 0.87851 | 0 | 1 | 1 | 1 | 1 | 1 | 1
| 2279 | 1 | 1 | 1 | 1 | 1 | 0 | 0.596 | 0 | 0.87851 | 0 | 1 | 1 | 1 | 1 | 1 | 1
| 2280 | 1 | 1 | 1 | 1 | 1 | 0 | 0.476 | 0 | 0.87851 | 0 | 1 | 1 | 1 | 1 | 1 | 1
| 2281 | 1 | 1 | 1 | 1 | 1 | 0 | 0.398 | 0 | 0.87851 | 0 | 1 | 1 | 1 | 1 | 1 | 1
| 2282 | 1 | 1 | 1 | 1 | 1 | 0 | 0.369 | 0 | 0.87851 | 0 | 1 | 1 | 1 | 1 | 1 | 1
| 2283 | 1 | 1 | 1 | 1 | 1 | 0 | 0.356 | 0 | 0.87851 | 0 | 1 | 1 | 1 | 1 | 1 | 1
| 2284 | 1 | 1 | 1 | 1 | 1 | 0 | 0.339 | 0 | 0.87851 | 0 | 1 | 1 | 1 | 1 | 1 | 1
| 2285 | 1 | 1 | 1 | 1 | 1 | 0 | 0.312 | 0 | 0.87851 | 0 | 1 | 1 | 1 | 1 | 1 | 1
| 2286 | 1 | 1 | 1 | 1 | 1 | 0 | 0.287 | 0 | 0.87851 | 0 | 1 | 1 | 1 | 1 | 1 | 1
| 2287 | 1 | 1 | 1 | 1 | 1 | 0.003 | 0.305 | 0 | 0.87851 | 0 | 1 | 1 | 1 | 1 | 1 | 1
| 2288 | 1 | 1 | 1 | 1 | 1 | 0.142 | 0.35 | 0 | 0.87851 | 0 | 1 | 1 | 1 | 1 | 1 | 1
| 2289 | 1 | 1 | 1 | 1 | 1 | 0.398 | 0.407 | 0 | 0.87851 | 0 | 1 | 1 | 1 | 1 | 1 | 1
| 2290 | 1 | 1 | 1 | 1 | 1 | 0.557 | 0.447 | 0 | 0.87851 | 0 | 1 | 1 | 1 | 1 | 1 | 1
| 2291 | 1 | 1 | 1 | 1 | 1 | 0.666 | 0.458 | 0 | 0.87851 | 0 | 1 | 1 | 1 | 1 | 1 | 1
| 2292 | 1 | 1 | 1 | 1 | 1 | 0.728 | 0.468 | 0 | 0.87851 | 0 | 1 | 1 | 1 | 1 | 1 | 1
| 2293 | 1 | 1 | 1 | 1 | 1 | 0.746 | 0.498 | 0 | 0.87851 | 0 | 1 | 1 | 1 | 1 | 1 | 1
| 2294 | 1 | 1 | 1 | 1 | 1 | 0.724 | 0.536 | 0 | 0.87851 | 0 | 1 | 1 | 1 | 1 | 1 | 1
| 2295 | 1 | 1 | 1 | 1 | 1 | 0.661 | 0.577 | 0 | 0.87851 | 0 | 1 | 1 | 1 | 1 | 1 | 1
| 2296 | 1 | 1 | 1 | 1 | 1 | 0.554 | 0.616 | 0 | 0.87851 | 0 | 1 | 1 | 1 | 1 | 1 | 1
| 2297 | 1 | 1 | 1 | 1 | 1 | 0.402 | 0.657 | 0 | 0.87851 | 0 | 1 | 1 | 1 | 1 | 1 | 1
| 2298 | 1 | 1 | 1 | 1 | 1 | 0.207 | 0.698 | 0 | 0.87851 | 0 | 1 | 1 | 1 | 1 | 1 | 1
| 2299 | 1 | 1 | 1 | 1 | 1 | 0.012 | 0.707 | 0 | 0.87851 | 0 | 1 | 1 | 1 | 1 | 1 | 1
| 2300 | 1 | 1 | 1 | 1 | 1 | 0 | 0.701 | 0 | 0.87851 | 0 | 1 | 1 | 1 | 1 | 1 | 1
| 2301 | 1 | 1 | 1 | 1 | 1 | 0 | 0.696 | 0 | 0.87851 | 0 | 1 | 1 | 1 | 1 | 1 | 1
| 2302 | 1 | 1 | 1 | 1 | 1 | 0 | 0.688 | 0 | 0.87851 | 0 | 1 | 1 | 1 | 1 | 1 | 1
| 2303 | 1 | 1 | 1 | 1 | 1 | 0 | 0.647 | 0 | 0.87851 | 0 | 1 | 1 | 1 | 1 | 1 | 1
| 2304 | 1 | 1 | 1 | 1 | 1 | 0 | 0.566 | 0 | 0.87851 | 0 | 1 | 1 | 1 | 1 | 1 | 1
| 2305 | 1 | 1 | 1 | 1 | 1 | 0 | 0.487 | 0 | 0.87851 | 0 | 1 | 1 | 1 | 1 | 1 | 1
| 2306 | 1 | 1 | 1 | 1 | 1 | 0 | 0.396 | 0 | 0.87851 | 0 | 1 | 1 | 1 | 1 | 1 | 1
| 2307 | 1 | 1 | 1 | 1 | 1 | 0 | 0.343 | 0 | 0.87851 | 0 | 1 | 1 | 1 | 1 | 1 | 1
| 2308 | 1 | 1 | 1 | 1 | 1 | 0 | 0.291 | 0 | 0.87851 | 0 | 1 | 1 | 1 | 1 | 1 | 1
| 2309 | 1 | 1 | 1 | 1 | 1 | 0 | 0.236 | 0 | 0.87851 | 0 | 1 | 1 | 1 | 1 | 1 | 1
| 2310 | 1 | 1 | 1 | 1 | 1 | 0 | 0.206 | 0 | 0.87851 | 0 | 1 | 1 | 1 | 1 | 1 | 1
| 2311 | 1 | 1 | 1 | 1 | 1 | 0.003 | 0.205 | 0 | 0.87851 | 0 | 1 | 1 | 1 | 1 | 1 | 1
| 2312 | 1 | 1 | 1 | 1 | 1 | 0.14 | 0.265 | 0 | 0.87851 | 0 | 1 | 1 | 1 | 1 | 1 | 1
| 2313 | 1 | 1 | 1 | 1 | 1 | 0.403 | 0.395 | 0 | 0.87851 | 0 | 1 | 1 | 1 | 1 | 1 | 1
| 2314 | 1 | 1 | 1 | 1 | 1 | 0.562 | 0.447 | 0 | 0.87851 | 0 | 1 | 1 | 1 | 1 | 1 | 1
| 2315 | 1 | 1 | 1 | 1 | 1 | 0.668 | 0.442 | 0 | 0.87851 | 0 | 1 | 1 | 1 | 1 | 1 | 1
| 2316 | 1 | 1 | 1 | 1 | 1 | 0.728 | 0.412 | 0 | 0.87851 | 0 | 1 | 1 | 1 | 1 | 1 | 1
| 2317 | 1 | 1 | 1 | 1 | 1 | 0.745 | 0.401 | 0 | 0.87851 | 0 | 1 | 1 | 1 | 1 | 1 | 1
| 2318 | 1 | 1 | 1 | 1 | 1 | 0.722 | 0.42 | 0 | 0.87851 | 0 | 1 | 1 | 1 | 1 | 1 | 1
| 2319 | 1 | 1 | 1 | 1 | 1 | 0.656 | 0.442 | 0 | 0.87851 | 0 | 1 | 1 | 1 | 1 | 1 | 1
| 2320 | 1 | 1 | 1 | 1 | 1 | 0.541 | 0.503 | 0 | 0.87851 | 0 | 1 | 1 | 1 | 1 | 1 | 1
| 2321 | 1 | 1 | 1 | 1 | 1 | 0.384 | 0.568 | 0 | 0.87851 | 0 | 1 | 1 | 1 | 1 | 1 | 1
| 2322 | 1 | 1 | 1 | 1 | 1 | 0.182 | 0.618 | 0 | 0.87851 | 0 | 1 | 1 | 1 | 1 | 1 | 1
| 2323 | 1 | 1 | 1 | 1 | 1 | 0.007 | 0.641 | 0 | 0.87851 | 0 | 1 | 1 | 1 | 1 | 1 | 1
| 2324 | 1 | 1 | 1 | 1 | 1 | 0 | 0.626 | 0 | 0.87851 | 0 | 1 | 1 | 1 | 1 | 1 | 1
| 2325 | 1 | 1 | 1 | 1 | 1 | 0 | 0.62 | 0 | 0.87851 | 0 | 1 | 1 | 1 | 1 | 1 | 1
| 2326 | 1 | 1 | 1 | 1 | 1 | 0 | 0.55 | 0 | 0.87851 | 0 | 1 | 1 | 1 | 1 | 1 | 1
| 2327 | 1 | 1 | 1 | 1 | 1 | 0 | 0.457 | 0 | 0.87851 | 0 | 1 | 1 | 1 | 1 | 1 | 1
| 2328 | 1 | 1 | 1 | 1 | 1 | 0 | 0.414 | 0 | 0.87851 | 0 | 1 | 1 | 1 | 1 | 1 | 1
| 2329 | 1 | 1 | 1 | 1 | 1 | 0 | 0.398 | 0 | 0.87851 | 0 | 1 | 1 | 1 | 1 | 1 | 1
| 2330 | 1 | 1 | 1 | 1 | 1 | 0 | 0.334 | 0 | 0.87851 | 0 | 1 | 1 | 1 | 1 | 1 | 1
| 2331 | 1 | 1 | 1 | 1 | 1 | 0 | 0.246 | 0 | 0.87851 | 0 | 1 | 1 | 1 | 1 | 1 | 1
| 2332 | 1 | 1 | 1 | 1 | 1 | 0 | 0.17 | 0 | 0.87851 | 0 | 1 | 1 | 1 | 1 | 1 | 1
| 2333 | 1 | 1 | 1 | 1 | 1 | 0 | 0.1 | 0 | 0.87851 | 0 | 1 | 1 | 1 | 1 | 1 | 1
| 2334 | 1 | 1 | 1 | 1 | 1 | 0 | 0.066 | 0 | 0.87851 | 0 | 1 | 1 | 1 | 1 | 1 | 1
| 2335 | 1 | 1 | 1 | 1 | 1 | 0.002 | 0.045 | 0 | 0.87851 | 0 | 1 | 1 | 1 | 1 | 1 | 1
| 2336 | 1 | 1 | 1 | 1 | 1 | 0.128 | 0.064 | 0 | 0.87851 | 0 | 1 | 1 | 1 | 1 | 1 | 1
| 2337 | 1 | 1 | 1 | 1 | 1 | 0.372 | 0.072 | 0 | 0.87851 | 0 | 1 | 1 | 1 | 1 | 1 | 1
| 2338 | 1 | 1 | 1 | 1 | 1 | 0.538 | 0.094 | 0 | 0.87851 | 0 | 1 | 1 | 1 | 1 | 1 | 1
| 2339 | 1 | 1 | 1 | 1 | 1 | 0.64 | 0.107 | 0 | 0.87851 | 0 | 1 | 1 | 1 | 1 | 1 | 1
| 2340 | 1 | 1 | 1 | 1 | 1 | 0.705 | 0.123 | 0 | 0.87851 | 0 | 1 | 1 | 1 | 1 | 1 | 1
| 2341 | 1 | 1 | 1 | 1 | 1 | 0.733 | 0.136 | 0 | 0.87851 | 0 | 1 | 1 | 1 | 1 | 1 | 1
| 2342 | 1 | 1 | 1 | 1 | 1 | 0.715 | 0.146 | 0 | 0.87851 | 0 | 1 | 1 | 1 | 1 | 1 | 1
| 2343 | 1 | 1 | 1 | 1 | 1 | 0.649 | 0.162 | 0 | 0.87851 | 0 | 1 | 1 | 1 | 1 | 1 | 1
| 2344 | 1 | 1 | 1 | 1 | 1 | 0.538 | 0.187 | 0 | 0.87851 | 0 | 1 | 1 | 1 | 1 | 1 | 1
| 2345 | 1 | 1 | 1 | 1 | 1 | 0.378 | 0.224 | 0 | 0.87851 | 0 | 1 | 1 | 1 | 1 | 1 | 1
| 2346 | 1 | 1 | 1 | 1 | 1 | 0.167 | 0.302 | 0 | 0.87851 | 0 | 1 | 1 | 1 | 1 | 1 | 1
| 2347 | 1 | 1 | 1 | 1 | 1 | 0.005 | 0.463 | 0 | 0.87851 | 0 | 1 | 1 | 1 | 1 | 1 | 1
| 2348 | 1 | 1 | 1 | 1 | 1 | 0 | 0.524 | 0 | 0.87851 | 0 | 1 | 1 | 1 | 1 | 1 | 1
| 2349 | 1 | 1 | 1 | 1 | 1 | 0 | 0.44 | 0 | 0.87851 | 0 | 1 | 1 | 1 | 1 | 1 | 1
| 2350 | 1 | 1 | 1 | 1 | 1 | 0 | 0.518 | 0 | 0.87851 | 0 | 1 | 1 | 1 | 1 | 1 | 1
| 2351 | 1 | 1 | 1 | 1 | 1 | 0 | 0.541 | 0 | 0.87851 | 0 | 1 | 1 | 1 | 1 | 1 | 1
| 2352 | 1 | 1 | 1 | 1 | 1 | 0 | 0.575 | 0 | 0.87851 | 0 | 1 | 1 | 1 | 1 | 1 | 1
| 2353 | 1 | 1 | 1 | 1 | 1 | 0 | 0.43 | 0 | 0.87851 | 0 | 1 | 1 | 1 | 1 | 1 | 1
| 2354 | 1 | 1 | 1 | 1 | 1 | 0 | 0.245 | 0 | 0.87851 | 0 | 1 | 1 | 1 | 1 | 1 | 1
| 2355 | 1 | 1 | 1 | 1 | 1 | 0 | 0.132 | 0 | 0.87851 | 0 | 1 | 1 | 1 | 1 | 1 | 1
| 2356 | 1 | 1 | 1 | 1 | 1 | 0 | 0.084 | 0 | 0.87851 | 0 | 1 | 1 | 1 | 1 | 1 | 1
| 2357 | 1 | 1 | 1 | 1 | 1 | 0 | 0.071 | 0 | 0.87851 | 0 | 1 | 1 | 1 | 1 | 1 | 1
| 2358 | 1 | 1 | 1 | 1 | 1 | 0 | 0.092 | 0 | 0.87851 | 0 | 1 | 1 | 1 | 1 | 1 | 1
| 2359 | 1 | 1 | 1 | 1 | 1 | 0.001 | 0.151 | 0 | 0.87851 | 0 | 1 | 1 | 1 | 1 | 1 | 1
| 2360 | 1 | 1 | 1 | 1 | 1 | 0.09 | 0.209 | 0 | 0.87851 | 0 | 1 | 1 | 1 | 1 | 1 | 1
| 2361 | 1 | 1 | 1 | 1 | 1 | 0.238 | 0.227 | 0 | 0.87851 | 0 | 1 | 1 | 1 | 1 | 1 | 1
| 2362 | 1 | 1 | 1 | 1 | 1 | 0.403 | 0.192 | 0 | 0.87851 | 0 | 1 | 1 | 1 | 1 | 1 | 1
| 2363 | 1 | 1 | 1 | 1 | 1 | 0.554 | 0.154 | 0 | 0.87851 | 0 | 1 | 1 | 1 | 1 | 1 | 1
| 2364 | 1 | 1 | 1 | 1 | 1 | 0.6 | 0.124 | 0 | 0.87851 | 0 | 1 | 1 | 1 | 1 | 1 | 1
| 2365 | 1 | 1 | 1 | 1 | 1 | 0.614 | 0.131 | 0 | 0.87851 | 0 | 1 | 1 | 1 | 1 | 1 | 1
| 2366 | 1 | 1 | 1 | 1 | 1 | 0.593 | 0.168 | 0 | 0.87851 | 0 | 1 | 1 | 1 | 1 | 1 | 1
| 2367 | 1 | 1 | 1 | 1 | 1 | 0.537 | 0.211 | 0 | 0.87851 | 0 | 1 | 1 | 1 | 1 | 1 | 1
| 2368 | 1 | 1 | 1 | 1 | 1 | 0.432 | 0.254 | 0 | 0.87851 | 0 | 1 | 1 | 1 | 1 | 1 | 1
| 2369 | 1 | 1 | 1 | 1 | 1 | 0.278 | 0.32 | 0 | 0.87851 | 0 | 1 | 1 | 1 | 1 | 1 | 1
| 2370 | 1 | 1 | 1 | 1 | 1 | 0.113 | 0.413 | 0 | 0.87851 | 0 | 1 | 1 | 1 | 1 | 1 | 1
| 2371 | 1 | 1 | 1 | 1 | 1 | 0.005 | 0.468 | 0 | 0.87851 | 0 | 1 | 1 | 1 | 1 | 1 | 1
| 2372 | 1 | 1 | 1 | 1 | 1 | 0 | 0.52 | 0 | 0.87851 | 0 | 1 | 1 | 1 | 1 | 1 | 1
| 2373 | 1 | 1 | 1 | 1 | 1 | 0 | 0.516 | 0 | 0.87851 | 0 | 1 | 1 | 1 | 1 | 1 | 1
| 2374 | 1 | 1 | 1 | 1 | 1 | 0 | 0.586 | 0 | 0.87851 | 0 | 1 | 1 | 1 | 1 | 1 | 1
| 2375 | 1 | 1 | 1 | 1 | 1 | 0 | 0.644 | 0 | 0.87851 | 0 | 1 | 1 | 1 | 1 | 1 | 1
| 2376 | 1 | 1 | 1 | 1 | 1 | 0 | 0.535 | 0 | 0.87851 | 0 | 1 | 1 | 1 | 1 | 1 | 1
| 2377 | 1 | 1 | 1 | 1 | 1 | 0 | 0.355 | 0 | 0.87851 | 0 | 1 | 1 | 1 | 1 | 1 | 1
| 2378 | 1 | 1 | 1 | 1 | 1 | 0 | 0.208 | 0 | 0.87851 | 0 | 1 | 1 | 1 | 1 | 1 | 1
| 2379 | 1 | 1 | 1 | 1 | 1 | 0 | 0.121 | 0 | 0.87851 | 0 | 1 | 1 | 1 | 1 | 1 | 1
| 2380 | 1 | 1 | 1 | 1 | 1 | 0 | 0.082 | 0 | 0.87851 | 0 | 1 | 1 | 1 | 1 | 1 | 1
| 2381 | 1 | 1 | 1 | 1 | 1 | 0 | 0.079 | 0 | 0.87851 | 0 | 1 | 1 | 1 | 1 | 1 | 1
| 2382 | 1 | 1 | 1 | 1 | 1 | 0 | 0.074 | 0 | 0.87851 | 0 | 1 | 1 | 1 | 1 | 1 | 1
| 2383 | 1 | 1 | 1 | 1 | 1 | 0.001 | 0.075 | 0 | 0.87851 | 0 | 1 | 1 | 1 | 1 | 1 | 1
| 2384 | 1 | 1 | 1 | 1 | 1 | 0.095 | 0.109 | 0 | 0.87851 | 0 | 1 | 1 | 1 | 1 | 1 | 1
| 2385 | 1 | 1 | 1 | 1 | 1 | 0.319 | 0.118 | 0 | 0.87851 | 0 | 1 | 1 | 1 | 1 | 1 | 1
| 2386 | 1 | 1 | 1 | 1 | 1 | 0.466 | 0.123 | 0 | 0.87851 | 0 | 1 | 1 | 1 | 1 | 1 | 1
| 2387 | 1 | 1 | 1 | 1 | 1 | 0.562 | 0.168 | 0 | 0.87851 | 0 | 1 | 1 | 1 | 1 | 1 | 1
| 2388 | 1 | 1 | 1 | 1 | 1 | 0.62 | 0.262 | 0 | 0.87851 | 0 | 1 | 1 | 1 | 1 | 1 | 1
| 2389 | 1 | 1 | 1 | 1 | 1 | 0.604 | 0.327 | 0 | 0.87851 | 0 | 1 | 1 | 1 | 1 | 1 | 1
| 2390 | 1 | 1 | 1 | 1 | 1 | 0.542 | 0.42 | 0 | 0.87851 | 0 | 1 | 1 | 1 | 1 | 1 | 1
| 2391 | 1 | 1 | 1 | 1 | 1 | 0.456 | 0.528 | 0 | 0.87851 | 0 | 1 | 1 | 1 | 1 | 1 | 1
| 2392 | 1 | 1 | 1 | 1 | 1 | 0.331 | 0.599 | 0 | 0.87851 | 0 | 1 | 1 | 1 | 1 | 1 | 1
| 2393 | 1 | 1 | 1 | 1 | 1 | 0.194 | 0.619 | 0 | 0.87851 | 0 | 1 | 1 | 1 | 1 | 1 | 1
| 2394 | 1 | 1 | 1 | 1 | 1 | 0.076 | 0.638 | 0 | 0.87851 | 0 | 1 | 1 | 1 | 1 | 1 | 1
| 2395 | 1 | 1 | 1 | 1 | 1 | 0.003 | 0.633 | 0 | 0.87851 | 0 | 1 | 1 | 1 | 1 | 1 | 1
| 2396 | 1 | 1 | 1 | 1 | 1 | 0 | 0.672 | 0 | 0.87851 | 0 | 1 | 1 | 1 | 1 | 1 | 1
| 2397 | 1 | 1 | 1 | 1 | 1 | 0 | 0.614 | 0 | 0.87851 | 0 | 1 | 1 | 1 | 1 | 1 | 1
| 2398 | 1 | 1 | 1 | 1 | 1 | 0 | 0.447 | 0 | 0.87851 | 0 | 1 | 1 | 1 | 1 | 1 | 1
| 2399 | 1 | 1 | 1 | 1 | 1 | 0 | 0.347 | 0 | 0.87851 | 0 | 1 | 1 | 1 | 1 | 1 | 1
| 2400 | 1 | 1 | 1 | 1 | 1 | 0 | 0.278 | 0 | 0.87851 | 0 | 1 | 1 | 1 | 1 | 1 | 1
| 2401 | 1 | 1 | 1 | 1 | 1 | 0 | 0.22 | 0 | 0.87851 | 0 | 1 | 1 | 1 | 1 | 1 | 1
| 2402 | 1 | 1 | 1 | 1 | 1 | 0 | 0.167 | 0 | 0.87851 | 0 | 1 | 1 | 1 | 1 | 1 | 1
| 2403 | 1 | 1 | 1 | 1 | 1 | 0 | 0.103 | 0 | 0.87851 | 0 | 1 | 1 | 1 | 1 | 1 | 1
| 2404 | 1 | 1 | 1 | 1 | 1 | 0 | 0.076 | 0 | 0.87851 | 0 | 1 | 1 | 1 | 1 | 1 | 1
| 2405 | 1 | 1 | 1 | 1 | 1 | 0 | 0.059 | 0 | 0.87851 | 0 | 1 | 1 | 1 | 1 | 1 | 1
| 2406 | 1 | 1 | 1 | 1 | 1 | 0 | 0.064 | 0 | 0.87851 | 0 | 1 | 1 | 1 | 1 | 1 | 1
| 2407 | 1 | 1 | 1 | 1 | 1 | 0.001 | 0.066 | 0 | 0.87851 | 0 | 1 | 1 | 1 | 1 | 1 | 1
| 2408 | 1 | 1 | 1 | 1 | 1 | 0.085 | 0.079 | 0 | 0.87851 | 0 | 1 | 1 | 1 | 1 | 1 | 1
| 2409 | 1 | 1 | 1 | 1 | 1 | 0.283 | 0.129 | 0 | 0.87851 | 0 | 1 | 1 | 1 | 1 | 1 | 1
| 2410 | 1 | 1 | 1 | 1 | 1 | 0.458 | 0.138 | 0 | 0.87851 | 0 | 1 | 1 | 1 | 1 | 1 | 1
| 2411 | 1 | 1 | 1 | 1 | 1 | 0.565 | 0.175 | 0 | 0.87851 | 0 | 1 | 1 | 1 | 1 | 1 | 1
| 2412 | 1 | 1 | 1 | 1 | 1 | 0.603 | 0.232 | 0 | 0.87851 | 0 | 1 | 1 | 1 | 1 | 1 | 1
| 2413 | 1 | 1 | 1 | 1 | 1 | 0.569 | 0.311 | 0 | 0.87851 | 0 | 1 | 1 | 1 | 1 | 1 | 1
| 2414 | 1 | 1 | 1 | 1 | 1 | 0.542 | 0.407 | 0 | 0.87851 | 0 | 1 | 1 | 1 | 1 | 1 | 1
| 2415 | 1 | 1 | 1 | 1 | 1 | 0.482 | 0.481 | 0 | 0.87851 | 0 | 1 | 1 | 1 | 1 | 1 | 1
| 2416 | 1 | 1 | 1 | 1 | 1 | 0.401 | 0.526 | 0 | 0.87851 | 0 | 1 | 1 | 1 | 1 | 1 | 1
| 2417 | 1 | 1 | 1 | 1 | 1 | 0.292 | 0.561 | 0 | 0.87851 | 0 | 1 | 1 | 1 | 1 | 1 | 1
| 2418 | 1 | 1 | 1 | 1 | 1 | 0.135 | 0.607 | 0 | 0.87851 | 0 | 1 | 1 | 1 | 1 | 1 | 1
| 2419 | 1 | 1 | 1 | 1 | 1 | 0.005 | 0.628 | 0 | 0.87851 | 0 | 1 | 1 | 1 | 1 | 1 | 1
| 2420 | 1 | 1 | 1 | 1 | 1 | 0 | 0.651 | 0 | 0.87851 | 0 | 1 | 1 | 1 | 1 | 1 | 1
| 2421 | 1 | 1 | 1 | 1 | 1 | 0 | 0.692 | 0 | 0.87851 | 0 | 1 | 1 | 1 | 1 | 1 | 1
| 2422 | 1 | 1 | 1 | 1 | 1 | 0 | 0.701 | 0 | 0.87851 | 0 | 1 | 1 | 1 | 1 | 1 | 1
| 2423 | 1 | 1 | 1 | 1 | 1 | 0 | 0.682 | 0 | 0.87851 | 0 | 1 | 1 | 1 | 1 | 1 | 1
| 2424 | 1 | 1 | 1 | 1 | 1 | 0 | 0.612 | 0 | 0.87851 | 0 | 1 | 1 | 1 | 1 | 1 | 1
| 2425 | 1 | 1 | 1 | 1 | 1 | 0 | 0.473 | 0 | 0.87851 | 0 | 1 | 1 | 1 | 1 | 1 | 1
| 2426 | 1 | 1 | 1 | 1 | 1 | 0 | 0.325 | 0 | 0.87851 | 0 | 1 | 1 | 1 | 1 | 1 | 1
| 2427 | 1 | 1 | 1 | 1 | 1 | 0 | 0.274 | 0 | 0.87851 | 0 | 1 | 1 | 1 | 1 | 1 | 1
| 2428 | 1 | 1 | 1 | 1 | 1 | 0 | 0.255 | 0 | 0.87851 | 0 | 1 | 1 | 1 | 1 | 1 | 1
| 2429 | 1 | 1 | 1 | 1 | 1 | 0 | 0.238 | 0 | 0.87851 | 0 | 1 | 1 | 1 | 1 | 1 | 1
| 2430 | 1 | 1 | 1 | 1 | 1 | 0 | 0.245 | 0 | 0.87851 | 0 | 1 | 1 | 1 | 1 | 1 | 1
| 2431 | 1 | 1 | 1 | 1 | 1 | 0.001 | 0.229 | 0 | 0.87851 | 0 | 1 | 1 | 1 | 1 | 1 | 1
| 2432 | 1 | 1 | 1 | 1 | 1 | 0.09 | 0.272 | 0 | 0.87851 | 0 | 1 | 1 | 1 | 1 | 1 | 1
| 2433 | 1 | 1 | 1 | 1 | 1 | 0.304 | 0.329 | 0 | 0.87851 | 0 | 1 | 1 | 1 | 1 | 1 | 1
| 2434 | 1 | 1 | 1 | 1 | 1 | 0.499 | 0.352 | 0 | 0.87851 | 0 | 1 | 1 | 1 | 1 | 1 | 1
| 2435 | 1 | 1 | 1 | 1 | 1 | 0.614 | 0.343 | 0 | 0.87851 | 0 | 1 | 1 | 1 | 1 | 1 | 1
| 2436 | 1 | 1 | 1 | 1 | 1 | 0.678 | 0.322 | 0 | 0.87851 | 0 | 1 | 1 | 1 | 1 | 1 | 1
| 2437 | 1 | 1 | 1 | 1 | 1 | 0.689 | 0.315 | 0 | 0.87851 | 0 | 1 | 1 | 1 | 1 | 1 | 1
| 2438 | 1 | 1 | 1 | 1 | 1 | 0.679 | 0.329 | 0 | 0.87851 | 0 | 1 | 1 | 1 | 1 | 1 | 1
| 2439 | 1 | 1 | 1 | 1 | 1 | 0.615 | 0.367 | 0 | 0.87851 | 0 | 1 | 1 | 1 | 1 | 1 | 1
| 2440 | 1 | 1 | 1 | 1 | 1 | 0.516 | 0.413 | 0 | 0.87851 | 0 | 1 | 1 | 1 | 1 | 1 | 1
| 2441 | 1 | 1 | 1 | 1 | 1 | 0.365 | 0.483 | 0 | 0.87851 | 0 | 1 | 1 | 1 | 1 | 1 | 1
| 2442 | 1 | 1 | 1 | 1 | 1 | 0.182 | 0.55 | 0 | 0.87851 | 0 | 1 | 1 | 1 | 1 | 1 | 1
| 2443 | 1 | 1 | 1 | 1 | 1 | 0.008 | 0.575 | 0 | 0.87851 | 0 | 1 | 1 | 1 | 1 | 1 | 1
| 2444 | 1 | 1 | 1 | 1 | 1 | 0 | 0.565 | 0 | 0.87851 | 0 | 1 | 1 | 1 | 1 | 1 | 1
| 2445 | 1 | 1 | 1 | 1 | 1 | 0 | 0.606 | 0 | 0.87851 | 0 | 1 | 1 | 1 | 1 | 1 | 1
| 2446 | 1 | 1 | 1 | 1 | 1 | 0 | 0.638 | 0 | 0.87851 | 0 | 1 | 1 | 1 | 1 | 1 | 1
| 2447 | 1 | 1 | 1 | 1 | 1 | 0 | 0.61 | 0 | 0.87851 | 0 | 1 | 1 | 1 | 1 | 1 | 1
| 2448 | 1 | 1 | 1 | 1 | 1 | 0 | 0.525 | 0 | 0.87851 | 0 | 1 | 1 | 1 | 1 | 1 | 1
| 2449 | 1 | 1 | 1 | 1 | 1 | 0 | 0.415 | 0 | 0.87851 | 0 | 1 | 1 | 1 | 1 | 1 | 1
| 2450 | 1 | 1 | 1 | 1 | 1 | 0 | 0.281 | 0 | 0.87851 | 0 | 1 | 1 | 1 | 1 | 1 | 1
| 2451 | 1 | 1 | 1 | 1 | 1 | 0 | 0.175 | 0 | 0.87851 | 0 | 1 | 1 | 1 | 1 | 1 | 1
| 2452 | 1 | 1 | 1 | 1 | 1 | 0 | 0.132 | 0 | 0.87851 | 0 | 1 | 1 | 1 | 1 | 1 | 1
| 2453 | 1 | 1 | 1 | 1 | 1 | 0 | 0.152 | 0 | 0.87851 | 0 | 1 | 1 | 1 | 1 | 1 | 1
| 2454 | 1 | 1 | 1 | 1 | 1 | 0 | 0.168 | 0 | 0.87851 | 0 | 1 | 1 | 1 | 1 | 1 | 1
| 2455 | 1 | 1 | 1 | 1 | 1 | 0.002 | 0.161 | 0 | 0.87851 | 0 | 1 | 1 | 1 | 1 | 1 | 1
| 2456 | 1 | 1 | 1 | 1 | 1 | 0.13 | 0.198 | 0 | 0.87851 | 0 | 1 | 1 | 1 | 1 | 1 | 1
| 2457 | 1 | 1 | 1 | 1 | 1 | 0.361 | 0.256 | 0 | 0.87851 | 0 | 1 | 1 | 1 | 1 | 1 | 1
| 2458 | 1 | 1 | 1 | 1 | 1 | 0.552 | 0.284 | 0 | 0.87851 | 0 | 1 | 1 | 1 | 1 | 1 | 1
| 2459 | 1 | 1 | 1 | 1 | 1 | 0.64 | 0.291 | 0 | 0.87851 | 0 | 1 | 1 | 1 | 1 | 1 | 1
| 2460 | 1 | 1 | 1 | 1 | 1 | 0.697 | 0.295 | 0 | 0.87851 | 0 | 1 | 1 | 1 | 1 | 1 | 1
| 2461 | 1 | 1 | 1 | 1 | 1 | 0.697 | 0.312 | 0 | 0.87851 | 0 | 1 | 1 | 1 | 1 | 1 | 1
| 2462 | 1 | 1 | 1 | 1 | 1 | 0.649 | 0.344 | 0 | 0.87851 | 0 | 1 | 1 | 1 | 1 | 1 | 1
| 2463 | 1 | 1 | 1 | 1 | 1 | 0.576 | 0.364 | 0 | 0.87851 | 0 | 1 | 1 | 1 | 1 | 1 | 1
| 2464 | 1 | 1 | 1 | 1 | 1 | 0.45 | 0.383 | 0 | 0.87851 | 0 | 1 | 1 | 1 | 1 | 1 | 1
| 2465 | 1 | 1 | 1 | 1 | 1 | 0.282 | 0.433 | 0 | 0.87851 | 0 | 1 | 1 | 1 | 1 | 1 | 1
| 2466 | 1 | 1 | 1 | 1 | 1 | 0.112 | 0.516 | 0 | 0.87851 | 0 | 1 | 1 | 1 | 1 | 1 | 1
| 2467 | 1 | 1 | 1 | 1 | 1 | 0.005 | 0.564 | 0 | 0.87851 | 0 | 1 | 1 | 1 | 1 | 1 | 1
| 2468 | 1 | 1 | 1 | 1 | 1 | 0 | 0.574 | 0 | 0.87851 | 0 | 1 | 1 | 1 | 1 | 1 | 1
| 2469 | 1 | 1 | 1 | 1 | 1 | 0 | 0.596 | 0 | 0.87851 | 0 | 1 | 1 | 1 | 1 | 1 | 1
| 2470 | 1 | 1 | 1 | 1 | 1 | 0 | 0.618 | 0 | 0.87851 | 0 | 1 | 1 | 1 | 1 | 1 | 1
| 2471 | 1 | 1 | 1 | 1 | 1 | 0 | 0.616 | 0 | 0.87851 | 0 | 1 | 1 | 1 | 1 | 1 | 1
| 2472 | 1 | 1 | 1 | 1 | 1 | 0 | 0.599 | 0 | 0.87851 | 0 | 1 | 1 | 1 | 1 | 1 | 1
| 2473 | 1 | 1 | 1 | 1 | 1 | 0 | 0.523 | 0 | 0.87851 | 0 | 1 | 1 | 1 | 1 | 1 | 1
| 2474 | 1 | 1 | 1 | 1 | 1 | 0 | 0.398 | 0 | 0.87851 | 0 | 1 | 1 | 1 | 1 | 1 | 1
| 2475 | 1 | 1 | 1 | 1 | 1 | 0 | 0.294 | 0 | 0.87851 | 0 | 1 | 1 | 1 | 1 | 1 | 1
| 2476 | 1 | 1 | 1 | 1 | 1 | 0 | 0.21 | 0 | 0.87851 | 0 | 1 | 1 | 1 | 1 | 1 | 1
| 2477 | 1 | 1 | 1 | 1 | 1 | 0 | 0.204 | 0 | 0.87851 | 0 | 1 | 1 | 1 | 1 | 1 | 1
| 2478 | 1 | 1 | 1 | 1 | 1 | 0 | 0.179 | 0 | 0.87851 | 0 | 1 | 1 | 1 | 1 | 1 | 1
| 2479 | 1 | 1 | 1 | 1 | 1 | 0.003 | 0.131 | 0 | 0.87851 | 0 | 1 | 1 | 1 | 1 | 1 | 1
| 2480 | 1 | 1 | 1 | 1 | 1 | 0.137 | 0.202 | 0 | 0.87851 | 0 | 1 | 1 | 1 | 1 | 1 | 1
| 2481 | 1 | 1 | 1 | 1 | 1 | 0.398 | 0.257 | 0 | 0.87851 | 0 | 1 | 1 | 1 | 1 | 1 | 1
| 2482 | 1 | 1 | 1 | 1 | 1 | 0.558 | 0.305 | 0 | 0.87851 | 0 | 1 | 1 | 1 | 1 | 1 | 1
| 2483 | 1 | 1 | 1 | 1 | 1 | 0.667 | 0.342 | 0 | 0.87851 | 0 | 1 | 1 | 1 | 1 | 1 | 1
| 2484 | 1 | 1 | 1 | 1 | 1 | 0.72 | 0.367 | 0 | 0.87851 | 0 | 1 | 1 | 1 | 1 | 1 | 1
| 2485 | 1 | 1 | 1 | 1 | 1 | 0.727 | 0.413 | 0 | 0.87851 | 0 | 1 | 1 | 1 | 1 | 1 | 1
| 2486 | 1 | 1 | 1 | 1 | 1 | 0.691 | 0.464 | 0 | 0.87851 | 0 | 1 | 1 | 1 | 1 | 1 | 1
| 2487 | 1 | 1 | 1 | 1 | 1 | 0.615 | 0.501 | 0 | 0.87851 | 0 | 1 | 1 | 1 | 1 | 1 | 1
| 2488 | 1 | 1 | 1 | 1 | 1 | 0.488 | 0.531 | 0 | 0.87851 | 0 | 1 | 1 | 1 | 1 | 1 | 1
| 2489 | 1 | 1 | 1 | 1 | 1 | 0.352 | 0.556 | 0 | 0.87851 | 0 | 1 | 1 | 1 | 1 | 1 | 1
| 2490 | 1 | 1 | 1 | 1 | 1 | 0.159 | 0.593 | 0 | 0.87851 | 0 | 1 | 1 | 1 | 1 | 1 | 1
| 2491 | 1 | 1 | 1 | 1 | 1 | 0.006 | 0.61 | 0 | 0.87851 | 0 | 1 | 1 | 1 | 1 | 1 | 1
| 2492 | 1 | 1 | 1 | 1 | 1 | 0 | 0.599 | 0 | 0.87851 | 0 | 1 | 1 | 1 | 1 | 1 | 1
| 2493 | 1 | 1 | 1 | 1 | 1 | 0 | 0.618 | 0 | 0.87851 | 0 | 1 | 1 | 1 | 1 | 1 | 1
| 2494 | 1 | 1 | 1 | 1 | 1 | 0 | 0.578 | 0 | 0.87851 | 0 | 1 | 1 | 1 | 1 | 1 | 1
| 2495 | 1 | 1 | 1 | 1 | 1 | 0 | 0.531 | 0 | 0.87851 | 0 | 1 | 1 | 1 | 1 | 1 | 1
| 2496 | 1 | 1 | 1 | 1 | 1 | 0 | 0.444 | 0 | 0.87851 | 0 | 1 | 1 | 1 | 1 | 1 | 1
| 2497 | 1 | 1 | 1 | 1 | 1 | 0 | 0.342 | 0 | 0.87851 | 0 | 1 | 1 | 1 | 1 | 1 | 1
| 2498 | 1 | 1 | 1 | 1 | 1 | 0 | 0.249 | 0 | 0.87851 | 0 | 1 | 1 | 1 | 1 | 1 | 1
| 2499 | 1 | 1 | 1 | 1 | 1 | 0 | 0.163 | 0 | 0.87851 | 0 | 1 | 1 | 1 | 1 | 1 | 1
| 2500 | 1 | 1 | 1 | 1 | 1 | 0 | 0.094 | 0 | 0.87851 | 0 | 1 | 1 | 1 | 1 | 1 | 1
| 2501 | 1 | 1 | 1 | 1 | 1 | 0 | 0.079 | 0 | 0.87851 | 0 | 1 | 1 | 1 | 1 | 1 | 1
| 2502 | 1 | 1 | 1 | 1 | 1 | 0 | 0.084 | 0 | 0.87851 | 0 | 1 | 1 | 1 | 1 | 1 | 1
| 2503 | 1 | 1 | 1 | 1 | 1 | 0.003 | 0.099 | 0 | 0.87851 | 0 | 1 | 1 | 1 | 1 | 1 | 1
| 2504 | 1 | 1 | 1 | 1 | 1 | 0.138 | 0.132 | 0 | 0.87851 | 0 | 1 | 1 | 1 | 1 | 1 | 1
| 2505 | 1 | 1 | 1 | 1 | 1 | 0.361 | 0.245 | 0 | 0.87851 | 0 | 1 | 1 | 1 | 1 | 1 | 1
| 2506 | 1 | 1 | 1 | 1 | 1 | 0.538 | 0.292 | 0 | 0.87851 | 0 | 1 | 1 | 1 | 1 | 1 | 1
| 2507 | 1 | 1 | 1 | 1 | 1 | 0.644 | 0.331 | 0 | 0.87851 | 0 | 1 | 1 | 1 | 1 | 1 | 1
| 2508 | 1 | 1 | 1 | 1 | 1 | 0.714 | 0.367 | 0 | 0.87851 | 0 | 1 | 1 | 1 | 1 | 1 | 1
| 2509 | 1 | 1 | 1 | 1 | 1 | 0.746 | 0.403 | 0 | 0.87851 | 0 | 1 | 1 | 1 | 1 | 1 | 1
| 2510 | 1 | 1 | 1 | 1 | 1 | 0.729 | 0.459 | 0 | 0.87851 | 0 | 1 | 1 | 1 | 1 | 1 | 1
| 2511 | 1 | 1 | 1 | 1 | 1 | 0.668 | 0.511 | 0 | 0.87851 | 0 | 1 | 1 | 1 | 1 | 1 | 1
| 2512 | 1 | 1 | 1 | 1 | 1 | 0.562 | 0.553 | 0 | 0.87851 | 0 | 1 | 1 | 1 | 1 | 1 | 1
| 2513 | 1 | 1 | 1 | 1 | 1 | 0.411 | 0.591 | 0 | 0.87851 | 0 | 1 | 1 | 1 | 1 | 1 | 1
| 2514 | 1 | 1 | 1 | 1 | 1 | 0.216 | 0.615 | 0 | 0.87851 | 0 | 1 | 1 | 1 | 1 | 1 | 1
| 2515 | 1 | 1 | 1 | 1 | 1 | 0.011 | 0.615 | 0 | 0.87851 | 0 | 1 | 1 | 1 | 1 | 1 | 1
| 2516 | 1 | 1 | 1 | 1 | 1 | 0 | 0.619 | 0 | 0.87851 | 0 | 1 | 1 | 1 | 1 | 1 | 1
| 2517 | 1 | 1 | 1 | 1 | 1 | 0 | 0.642 | 0 | 0.87851 | 0 | 1 | 1 | 1 | 1 | 1 | 1
| 2518 | 1 | 1 | 1 | 1 | 1 | 0 | 0.637 | 0 | 0.87851 | 0 | 1 | 1 | 1 | 1 | 1 | 1
| 2519 | 1 | 1 | 1 | 1 | 1 | 0 | 0.623 | 0 | 0.87851 | 0 | 1 | 1 | 1 | 1 | 1 | 1
| 2520 | 1 | 1 | 1 | 1 | 1 | 0 | 0.586 | 0 | 0.87851 | 0 | 1 | 1 | 1 | 1 | 1 | 1
| 2521 | 1 | 1 | 1 | 1 | 1 | 0 | 0.481 | 0 | 0.87851 | 0 | 1 | 1 | 1 | 1 | 1 | 1
| 2522 | 1 | 1 | 1 | 1 | 1 | 0 | 0.33 | 0 | 0.87851 | 0 | 1 | 1 | 1 | 1 | 1 | 1
| 2523 | 1 | 1 | 1 | 1 | 1 | 0 | 0.244 | 0 | 0.87851 | 0 | 1 | 1 | 1 | 1 | 1 | 1
| 2524 | 1 | 1 | 1 | 1 | 1 | 0 | 0.182 | 0 | 0.87851 | 0 | 1 | 1 | 1 | 1 | 1 | 1
| 2525 | 1 | 1 | 1 | 1 | 1 | 0 | 0.158 | 0 | 0.87851 | 0 | 1 | 1 | 1 | 1 | 1 | 1
| 2526 | 1 | 1 | 1 | 1 | 1 | 0 | 0.152 | 0 | 0.87851 | 0 | 1 | 1 | 1 | 1 | 1 | 1
| 2527 | 1 | 1 | 1 | 1 | 1 | 0.003 | 0.121 | 0 | 0.87851 | 0 | 1 | 1 | 1 | 1 | 1 | 1
| 2528 | 1 | 1 | 1 | 1 | 1 | 0.152 | 0.133 | 0 | 0.87851 | 0 | 1 | 1 | 1 | 1 | 1 | 1
| 2529 | 1 | 1 | 1 | 1 | 1 | 0.408 | 0.181 | 0 | 0.87851 | 0 | 1 | 1 | 1 | 1 | 1 | 1
| 2530 | 1 | 1 | 1 | 1 | 1 | 0.578 | 0.21 | 0 | 0.87851 | 0 | 1 | 1 | 1 | 1 | 1 | 1
| 2531 | 1 | 1 | 1 | 1 | 1 | 0.682 | 0.21 | 0 | 0.87851 | 0 | 1 | 1 | 1 | 1 | 1 | 1
| 2532 | 1 | 1 | 1 | 1 | 1 | 0.741 | 0.209 | 0 | 0.87851 | 0 | 1 | 1 | 1 | 1 | 1 | 1
| 2533 | 1 | 1 | 1 | 1 | 1 | 0.757 | 0.225 | 0 | 0.87851 | 0 | 1 | 1 | 1 | 1 | 1 | 1
| 2534 | 1 | 1 | 1 | 1 | 1 | 0.735 | 0.255 | 0 | 0.87851 | 0 | 1 | 1 | 1 | 1 | 1 | 1
| 2535 | 1 | 1 | 1 | 1 | 1 | 0.673 | 0.297 | 0 | 0.87851 | 0 | 1 | 1 | 1 | 1 | 1 | 1
| 2536 | 1 | 1 | 1 | 1 | 1 | 0.569 | 0.353 | 0 | 0.87851 | 0 | 1 | 1 | 1 | 1 | 1 | 1
| 2537 | 1 | 1 | 1 | 1 | 1 | 0.421 | 0.425 | 0 | 0.87851 | 0 | 1 | 1 | 1 | 1 | 1 | 1
| 2538 | 1 | 1 | 1 | 1 | 1 | 0.228 | 0.502 | 0 | 0.87851 | 0 | 1 | 1 | 1 | 1 | 1 | 1
| 2539 | 1 | 1 | 1 | 1 | 1 | 0.015 | 0.586 | 0 | 0.87851 | 0 | 1 | 1 | 1 | 1 | 1 | 1
| 2540 | 1 | 1 | 1 | 1 | 1 | 0 | 0.693 | 0 | 0.87851 | 0 | 1 | 1 | 1 | 1 | 1 | 1
| 2541 | 1 | 1 | 1 | 1 | 1 | 0 | 0.687 | 0 | 0.87851 | 0 | 1 | 1 | 1 | 1 | 1 | 1
| 2542 | 1 | 1 | 1 | 1 | 1 | 0 | 0.587 | 0 | 0.87851 | 0 | 1 | 1 | 1 | 1 | 1 | 1
| 2543 | 1 | 1 | 1 | 1 | 1 | 0 | 0.538 | 0 | 0.87851 | 0 | 1 | 1 | 1 | 1 | 1 | 1
| 2544 | 1 | 1 | 1 | 1 | 1 | 0 | 0.488 | 0 | 0.87851 | 0 | 1 | 1 | 1 | 1 | 1 | 1
| 2545 | 1 | 1 | 1 | 1 | 1 | 0 | 0.438 | 0 | 0.87851 | 0 | 1 | 1 | 1 | 1 | 1 | 1
| 2546 | 1 | 1 | 1 | 1 | 1 | 0 | 0.368 | 0 | 0.87851 | 0 | 1 | 1 | 1 | 1 | 1 | 1
| 2547 | 1 | 1 | 1 | 1 | 1 | 0 | 0.272 | 0 | 0.87851 | 0 | 1 | 1 | 1 | 1 | 1 | 1
| 2548 | 1 | 1 | 1 | 1 | 1 | 0 | 0.168 | 0 | 0.87851 | 0 | 1 | 1 | 1 | 1 | 1 | 1
| 2549 | 1 | 1 | 1 | 1 | 1 | 0 | 0.084 | 0 | 0.87851 | 0 | 1 | 1 | 1 | 1 | 1 | 1
| 2550 | 1 | 1 | 1 | 1 | 1 | 0 | 0.04 | 0 | 0.87851 | 0 | 1 | 1 | 1 | 1 | 1 | 1
| 2551 | 1 | 1 | 1 | 1 | 1 | 0.005 | 0.04 | 0 | 0.87851 | 0 | 1 | 1 | 1 | 1 | 1 | 1
| 2552 | 1 | 1 | 1 | 1 | 1 | 0.197 | 0.042 | 0 | 0.87851 | 0 | 1 | 1 | 1 | 1 | 1 | 1
| 2553 | 1 | 1 | 1 | 1 | 1 | 0.426 | 0.133 | 0 | 0.87851 | 0 | 1 | 1 | 1 | 1 | 1 | 1
| 2554 | 1 | 1 | 1 | 1 | 1 | 0.581 | 0.172 | 0 | 0.87851 | 0 | 1 | 1 | 1 | 1 | 1 | 1
| 2555 | 1 | 1 | 1 | 1 | 1 | 0.686 | 0.201 | 0 | 0.87851 | 0 | 1 | 1 | 1 | 1 | 1 | 1
| 2556 | 1 | 1 | 1 | 1 | 1 | 0.744 | 0.235 | 0 | 0.87851 | 0 | 1 | 1 | 1 | 1 | 1 | 1
| 2557 | 1 | 1 | 1 | 1 | 1 | 0.76 | 0.284 | 0 | 0.87851 | 0 | 1 | 1 | 1 | 1 | 1 | 1
| 2558 | 1 | 1 | 1 | 1 | 1 | 0.738 | 0.352 | 0 | 0.87851 | 0 | 1 | 1 | 1 | 1 | 1 | 1
| 2559 | 1 | 1 | 1 | 1 | 1 | 0.676 | 0.434 | 0 | 0.87851 | 0 | 1 | 1 | 1 | 1 | 1 | 1
| 2560 | 1 | 1 | 1 | 1 | 1 | 0.574 | 0.508 | 0 | 0.87851 | 0 | 1 | 1 | 1 | 1 | 1 | 1
| 2561 | 1 | 1 | 1 | 1 | 1 | 0.425 | 0.55 | 0 | 0.87851 | 0 | 1 | 1 | 1 | 1 | 1 | 1
| 2562 | 1 | 1 | 1 | 1 | 1 | 0.23 | 0.571 | 0 | 0.87851 | 0 | 1 | 1 | 1 | 1 | 1 | 1
| 2563 | 1 | 1 | 1 | 1 | 1 | 0.014 | 0.59 | 0 | 0.87851 | 0 | 1 | 1 | 1 | 1 | 1 | 1
| 2564 | 1 | 1 | 1 | 1 | 1 | 0 | 0.653 | 0 | 0.87851 | 0 | 1 | 1 | 1 | 1 | 1 | 1
| 2565 | 1 | 1 | 1 | 1 | 1 | 0 | 0.659 | 0 | 0.87851 | 0 | 1 | 1 | 1 | 1 | 1 | 1
| 2566 | 1 | 1 | 1 | 1 | 1 | 0 | 0.66 | 0 | 0.87851 | 0 | 1 | 1 | 1 | 1 | 1 | 1
| 2567 | 1 | 1 | 1 | 1 | 1 | 0 | 0.635 | 0 | 0.87851 | 0 | 1 | 1 | 1 | 1 | 1 | 1
| 2568 | 1 | 1 | 1 | 1 | 1 | 0 | 0.596 | 0 | 0.87851 | 0 | 1 | 1 | 1 | 1 | 1 | 1
| 2569 | 1 | 1 | 1 | 1 | 1 | 0 | 0.511 | 0 | 0.87851 | 0 | 1 | 1 | 1 | 1 | 1 | 1
| 2570 | 1 | 1 | 1 | 1 | 1 | 0 | 0.386 | 0 | 0.87851 | 0 | 1 | 1 | 1 | 1 | 1 | 1
| 2571 | 1 | 1 | 1 | 1 | 1 | 0 | 0.233 | 0 | 0.87851 | 0 | 1 | 1 | 1 | 1 | 1 | 1
| 2572 | 1 | 1 | 1 | 1 | 1 | 0 | 0.122 | 0 | 0.87851 | 0 | 1 | 1 | 1 | 1 | 1 | 1
| 2573 | 1 | 1 | 1 | 1 | 1 | 0 | 0.079 | 0 | 0.87851 | 0 | 1 | 1 | 1 | 1 | 1 | 1
| 2574 | 1 | 1 | 1 | 1 | 1 | 0 | 0.085 | 0 | 0.87851 | 0 | 1 | 1 | 1 | 1 | 1 | 1
| 2575 | 1 | 1 | 1 | 1 | 1 | 0.003 | 0.053 | 0 | 0.87851 | 0 | 1 | 1 | 1 | 1 | 1 | 1
| 2576 | 1 | 1 | 1 | 1 | 1 | 0.148 | 0.043 | 0 | 0.87851 | 0 | 1 | 1 | 1 | 1 | 1 | 1
| 2577 | 1 | 1 | 1 | 1 | 1 | 0.421 | 0.084 | 0 | 0.87851 | 0 | 1 | 1 | 1 | 1 | 1 | 1
| 2578 | 1 | 1 | 1 | 1 | 1 | 0.579 | 0.11 | 0 | 0.87851 | 0 | 1 | 1 | 1 | 1 | 1 | 1
| 2579 | 1 | 1 | 1 | 1 | 1 | 0.682 | 0.125 | 0 | 0.87851 | 0 | 1 | 1 | 1 | 1 | 1 | 1
| 2580 | 1 | 1 | 1 | 1 | 1 | 0.739 | 0.137 | 0 | 0.87851 | 0 | 1 | 1 | 1 | 1 | 1 | 1
| 2581 | 1 | 1 | 1 | 1 | 1 | 0.757 | 0.149 | 0 | 0.87851 | 0 | 1 | 1 | 1 | 1 | 1 | 1
| 2582 | 1 | 1 | 1 | 1 | 1 | 0.734 | 0.182 | 0 | 0.87851 | 0 | 1 | 1 | 1 | 1 | 1 | 1
| 2583 | 1 | 1 | 1 | 1 | 1 | 0.672 | 0.233 | 0 | 0.87851 | 0 | 1 | 1 | 1 | 1 | 1 | 1
| 2584 | 1 | 1 | 1 | 1 | 1 | 0.567 | 0.291 | 0 | 0.87851 | 0 | 1 | 1 | 1 | 1 | 1 | 1
| 2585 | 1 | 1 | 1 | 1 | 1 | 0.421 | 0.355 | 0 | 0.87851 | 0 | 1 | 1 | 1 | 1 | 1 | 1
| 2586 | 1 | 1 | 1 | 1 | 1 | 0.227 | 0.425 | 0 | 0.87851 | 0 | 1 | 1 | 1 | 1 | 1 | 1
| 2587 | 1 | 1 | 1 | 1 | 1 | 0.013 | 0.534 | 0 | 0.87851 | 0 | 1 | 1 | 1 | 1 | 1 | 1
| 2588 | 1 | 1 | 1 | 1 | 1 | 0 | 0.635 | 0 | 0.87851 | 0 | 1 | 1 | 1 | 1 | 1 | 1
| 2589 | 1 | 1 | 1 | 1 | 1 | 0 | 0.639 | 0 | 0.87851 | 0 | 1 | 1 | 1 | 1 | 1 | 1
| 2590 | 1 | 1 | 1 | 1 | 1 | 0 | 0.631 | 0 | 0.87851 | 0 | 1 | 1 | 1 | 1 | 1 | 1
| 2591 | 1 | 1 | 1 | 1 | 1 | 0 | 0.615 | 0 | 0.87851 | 0 | 1 | 1 | 1 | 1 | 1 | 1
| 2592 | 1 | 1 | 1 | 1 | 1 | 0 | 0.695 | 0 | 0.87851 | 0 | 1 | 1 | 1 | 1 | 1 | 1
| 2593 | 1 | 1 | 1 | 1 | 1 | 0 | 0.553 | 0 | 0.87851 | 0 | 1 | 1 | 1 | 1 | 1 | 1
| 2594 | 1 | 1 | 1 | 1 | 1 | 0 | 0.311 | 0 | 0.87851 | 0 | 1 | 1 | 1 | 1 | 1 | 1
| 2595 | 1 | 1 | 1 | 1 | 1 | 0 | 0.205 | 0 | 0.87851 | 0 | 1 | 1 | 1 | 1 | 1 | 1
| 2596 | 1 | 1 | 1 | 1 | 1 | 0 | 0.16 | 0 | 0.87851 | 0 | 1 | 1 | 1 | 1 | 1 | 1
| 2597 | 1 | 1 | 1 | 1 | 1 | 0 | 0.127 | 0 | 0.87851 | 0 | 1 | 1 | 1 | 1 | 1 | 1
| 2598 | 1 | 1 | 1 | 1 | 1 | 0 | 0.104 | 0 | 0.87851 | 0 | 1 | 1 | 1 | 1 | 1 | 1
| 2599 | 1 | 1 | 1 | 1 | 1 | 0.003 | 0.101 | 0 | 0.87851 | 0 | 1 | 1 | 1 | 1 | 1 | 1
| 2600 | 1 | 1 | 1 | 1 | 1 | 0.151 | 0.083 | 0 | 0.87851 | 0 | 1 | 1 | 1 | 1 | 1 | 1
| 2601 | 1 | 1 | 1 | 1 | 1 | 0.408 | 0.112 | 0 | 0.87851 | 0 | 1 | 1 | 1 | 1 | 1 | 1
| 2602 | 1 | 1 | 1 | 1 | 1 | 0.572 | 0.142 | 0 | 0.87851 | 0 | 1 | 1 | 1 | 1 | 1 | 1
| 2603 | 1 | 1 | 1 | 1 | 1 | 0.676 | 0.163 | 0 | 0.87851 | 0 | 1 | 1 | 1 | 1 | 1 | 1
| 2604 | 1 | 1 | 1 | 1 | 1 | 0.734 | 0.186 | 0 | 0.87851 | 0 | 1 | 1 | 1 | 1 | 1 | 1
| 2605 | 1 | 1 | 1 | 1 | 1 | 0.751 | 0.202 | 0 | 0.87851 | 0 | 1 | 1 | 1 | 1 | 1 | 1
| 2606 | 1 | 1 | 1 | 1 | 1 | 0.728 | 0.225 | 0 | 0.87851 | 0 | 1 | 1 | 1 | 1 | 1 | 1
| 2607 | 1 | 1 | 1 | 1 | 1 | 0.656 | 0.267 | 0 | 0.87851 | 0 | 1 | 1 | 1 | 1 | 1 | 1
| 2608 | 1 | 1 | 1 | 1 | 1 | 0.532 | 0.326 | 0 | 0.87851 | 0 | 1 | 1 | 1 | 1 | 1 | 1
| 2609 | 1 | 1 | 1 | 1 | 1 | 0.367 | 0.412 | 0 | 0.87851 | 0 | 1 | 1 | 1 | 1 | 1 | 1
| 2610 | 1 | 1 | 1 | 1 | 1 | 0.162 | 0.501 | 0 | 0.87851 | 0 | 1 | 1 | 1 | 1 | 1 | 1
| 2611 | 1 | 1 | 1 | 1 | 1 | 0.005 | 0.586 | 0 | 0.87851 | 0 | 1 | 1 | 1 | 1 | 1 | 1
| 2612 | 1 | 1 | 1 | 1 | 1 | 0 | 0.547 | 0 | 0.87851 | 0 | 1 | 1 | 1 | 1 | 1 | 1
| 2613 | 1 | 1 | 1 | 1 | 1 | 0 | 0.501 | 0 | 0.87851 | 0 | 1 | 1 | 1 | 1 | 1 | 1
| 2614 | 1 | 1 | 1 | 1 | 1 | 0 | 0.571 | 0 | 0.87851 | 0 | 1 | 1 | 1 | 1 | 1 | 1
| 2615 | 1 | 1 | 1 | 1 | 1 | 0 | 0.546 | 0 | 0.87851 | 0 | 1 | 1 | 1 | 1 | 1 | 1
| 2616 | 1 | 1 | 1 | 1 | 1 | 0 | 0.494 | 0 | 0.87851 | 0 | 1 | 1 | 1 | 1 | 1 | 1
| 2617 | 1 | 1 | 1 | 1 | 1 | 0 | 0.267 | 0 | 0.87851 | 0 | 1 | 1 | 1 | 1 | 1 | 1
| 2618 | 1 | 1 | 1 | 1 | 1 | 0 | 0.118 | 0 | 0.87851 | 0 | 1 | 1 | 1 | 1 | 1 | 1
| 2619 | 1 | 1 | 1 | 1 | 1 | 0 | 0.072 | 0 | 0.87851 | 0 | 1 | 1 | 1 | 1 | 1 | 1
| 2620 | 1 | 1 | 1 | 1 | 1 | 0 | 0.058 | 0 | 0.87851 | 0 | 1 | 1 | 1 | 1 | 1 | 1
| 2621 | 1 | 1 | 1 | 1 | 1 | 0 | 0.041 | 0 | 0.87851 | 0 | 1 | 1 | 1 | 1 | 1 | 1
| 2622 | 1 | 1 | 1 | 1 | 1 | 0 | 0.025 | 0 | 0.87851 | 0 | 1 | 1 | 1 | 1 | 1 | 1
| 2623 | 1 | 1 | 1 | 1 | 1 | 0.002 | 0.014 | 0 | 0.87851 | 0 | 1 | 1 | 1 | 1 | 1 | 1
| 2624 | 1 | 1 | 1 | 1 | 1 | 0.141 | 0.002 | 0 | 0.87851 | 0 | 1 | 1 | 1 | 1 | 1 | 1
| 2625 | 1 | 1 | 1 | 1 | 1 | 0.405 | 0.003 | 0 | 0.87851 | 0 | 1 | 1 | 1 | 1 | 1 | 1
| 2626 | 1 | 1 | 1 | 1 | 1 | 0.567 | 0.006 | 0 | 0.87851 | 0 | 1 | 1 | 1 | 1 | 1 | 1
| 2627 | 1 | 1 | 1 | 1 | 1 | 0.671 | 0.009 | 0 | 0.87851 | 0 | 1 | 1 | 1 | 1 | 1 | 1
| 2628 | 1 | 1 | 1 | 1 | 1 | 0.722 | 0.014 | 0 | 0.87851 | 0 | 1 | 1 | 1 | 1 | 1 | 1
| 2629 | 1 | 1 | 1 | 1 | 1 | 0.722 | 0.024 | 0 | 0.87851 | 0 | 1 | 1 | 1 | 1 | 1 | 1
| 2630 | 1 | 1 | 1 | 1 | 1 | 0.698 | 0.042 | 0 | 0.87851 | 0 | 1 | 1 | 1 | 1 | 1 | 1
| 2631 | 1 | 1 | 1 | 1 | 1 | 0.581 | 0.073 | 0 | 0.87851 | 0 | 1 | 1 | 1 | 1 | 1 | 1
| 2632 | 1 | 1 | 1 | 1 | 1 | 0.463 | 0.12 | 0 | 0.87851 | 0 | 1 | 1 | 1 | 1 | 1 | 1
| 2633 | 1 | 1 | 1 | 1 | 1 | 0.252 | 0.19 | 0 | 0.87851 | 0 | 1 | 1 | 1 | 1 | 1 | 1
| 2634 | 1 | 1 | 1 | 1 | 1 | 0.086 | 0.291 | 0 | 0.87851 | 0 | 1 | 1 | 1 | 1 | 1 | 1
| 2635 | 1 | 1 | 1 | 1 | 1 | 0.002 | 0.397 | 0 | 0.87851 | 0 | 1 | 1 | 1 | 1 | 1 | 1
| 2636 | 1 | 1 | 1 | 1 | 1 | 0 | 0.477 | 0 | 0.87851 | 0 | 1 | 1 | 1 | 1 | 1 | 1
| 2637 | 1 | 1 | 1 | 1 | 1 | 0 | 0.525 | 0 | 0.87851 | 0 | 1 | 1 | 1 | 1 | 1 | 1
| 2638 | 1 | 1 | 1 | 1 | 1 | 0 | 0.61 | 0 | 0.87851 | 0 | 1 | 1 | 1 | 1 | 1 | 1
| 2639 | 1 | 1 | 1 | 1 | 1 | 0 | 0.538 | 0 | 0.87851 | 0 | 1 | 1 | 1 | 1 | 1 | 1
| 2640 | 1 | 1 | 1 | 1 | 1 | 0 | 0.374 | 0 | 0.87851 | 0 | 1 | 1 | 1 | 1 | 1 | 1
| 2641 | 1 | 1 | 1 | 1 | 1 | 0 | 0.219 | 0 | 0.87851 | 0 | 1 | 1 | 1 | 1 | 1 | 1
| 2642 | 1 | 1 | 1 | 1 | 1 | 0 | 0.117 | 0 | 0.87851 | 0 | 1 | 1 | 1 | 1 | 1 | 1
| 2643 | 1 | 1 | 1 | 1 | 1 | 0 | 0.056 | 0 | 0.87851 | 0 | 1 | 1 | 1 | 1 | 1 | 1
| 2644 | 1 | 1 | 1 | 1 | 1 | 0 | 0.024 | 0 | 0.87851 | 0 | 1 | 1 | 1 | 1 | 1 | 1
| 2645 | 1 | 1 | 1 | 1 | 1 | 0 | 0.011 | 0 | 0.87851 | 0 | 1 | 1 | 1 | 1 | 1 | 1
| 2646 | 1 | 1 | 1 | 1 | 1 | 0 | 0.005 | 0 | 0.87851 | 0 | 1 | 1 | 1 | 1 | 1 | 1
| 2647 | 1 | 1 | 1 | 1 | 1 | 0.002 | 0.002 | 0 | 0.87851 | 0 | 1 | 1 | 1 | 1 | 1 | 1
| 2648 | 1 | 1 | 1 | 1 | 1 | 0.131 | 0.001 | 0 | 0.87851 | 0 | 1 | 1 | 1 | 1 | 1 | 1
| 2649 | 1 | 1 | 1 | 1 | 1 | 0.332 | 0.006 | 0 | 0.87851 | 0 | 1 | 1 | 1 | 1 | 1 | 1
| 2650 | 1 | 1 | 1 | 1 | 1 | 0.42 | 0.01 | 0 | 0.87851 | 0 | 1 | 1 | 1 | 1 | 1 | 1
| 2651 | 1 | 1 | 1 | 1 | 1 | 0.473 | 0.013 | 0 | 0.87851 | 0 | 1 | 1 | 1 | 1 | 1 | 1
| 2652 | 1 | 1 | 1 | 1 | 1 | 0.488 | 0.017 | 0 | 0.87851 | 0 | 1 | 1 | 1 | 1 | 1 | 1
| 2653 | 1 | 1 | 1 | 1 | 1 | 0.466 | 0.027 | 0 | 0.87851 | 0 | 1 | 1 | 1 | 1 | 1 | 1
| 2654 | 1 | 1 | 1 | 1 | 1 | 0.379 | 0.044 | 0 | 0.87851 | 0 | 1 | 1 | 1 | 1 | 1 | 1
| 2655 | 1 | 1 | 1 | 1 | 1 | 0.264 | 0.075 | 0 | 0.87851 | 0 | 1 | 1 | 1 | 1 | 1 | 1
| 2656 | 1 | 1 | 1 | 1 | 1 | 0.191 | 0.11 | 0 | 0.87851 | 0 | 1 | 1 | 1 | 1 | 1 | 1
| 2657 | 1 | 1 | 1 | 1 | 1 | 0.124 | 0.138 | 0 | 0.87851 | 0 | 1 | 1 | 1 | 1 | 1 | 1
| 2658 | 1 | 1 | 1 | 1 | 1 | 0.049 | 0.172 | 0 | 0.87851 | 0 | 1 | 1 | 1 | 1 | 1 | 1
| 2659 | 1 | 1 | 1 | 1 | 1 | 0.001 | 0.187 | 0 | 0.87851 | 0 | 1 | 1 | 1 | 1 | 1 | 1
| 2660 | 1 | 1 | 1 | 1 | 1 | 0 | 0.192 | 0 | 0.87851 | 0 | 1 | 1 | 1 | 1 | 1 | 1
| 2661 | 1 | 1 | 1 | 1 | 1 | 0 | 0.23 | 0 | 0.87851 | 0 | 1 | 1 | 1 | 1 | 1 | 1
| 2662 | 1 | 1 | 1 | 1 | 1 | 0 | 0.277 | 0 | 0.87851 | 0 | 1 | 1 | 1 | 1 | 1 | 1
| 2663 | 1 | 1 | 1 | 1 | 1 | 0 | 0.325 | 0 | 0.87851 | 0 | 1 | 1 | 1 | 1 | 1 | 1
| 2664 | 1 | 1 | 1 | 1 | 1 | 0 | 0.332 | 0 | 0.87851 | 0 | 1 | 1 | 1 | 1 | 1 | 1
| 2665 | 1 | 1 | 1 | 1 | 1 | 0 | 0.285 | 0 | 0.87851 | 0 | 1 | 1 | 1 | 1 | 1 | 1
| 2666 | 1 | 1 | 1 | 1 | 1 | 0 | 0.25 | 0 | 0.87851 | 0 | 1 | 1 | 1 | 1 | 1 | 1
| 2667 | 1 | 1 | 1 | 1 | 1 | 0 | 0.201 | 0 | 0.87851 | 0 | 1 | 1 | 1 | 1 | 1 | 1
| 2668 | 1 | 1 | 1 | 1 | 1 | 0 | 0.116 | 0 | 0.87851 | 0 | 1 | 1 | 1 | 1 | 1 | 1
| 2669 | 1 | 1 | 1 | 1 | 1 | 0 | 0.051 | 0 | 0.87851 | 0 | 1 | 1 | 1 | 1 | 1 | 1
| 2670 | 1 | 1 | 1 | 1 | 1 | 0 | 0.03 | 0 | 0.87851 | 0 | 1 | 1 | 1 | 1 | 1 | 1
| 2671 | 1 | 1 | 1 | 1 | 1 | 0.002 | 0.014 | 0 | 0.87851 | 0 | 1 | 1 | 1 | 1 | 1 | 1
| 2672 | 1 | 1 | 1 | 1 | 1 | 0.109 | 0.013 | 0 | 0.87851 | 0 | 1 | 1 | 1 | 1 | 1 | 1
| 2673 | 1 | 1 | 1 | 1 | 1 | 0.286 | 0.021 | 0 | 0.87851 | 0 | 1 | 1 | 1 | 1 | 1 | 1
| 2674 | 1 | 1 | 1 | 1 | 1 | 0.441 | 0.026 | 0 | 0.87851 | 0 | 1 | 1 | 1 | 1 | 1 | 1
| 2675 | 1 | 1 | 1 | 1 | 1 | 0.555 | 0.035 | 0 | 0.87851 | 0 | 1 | 1 | 1 | 1 | 1 | 1
| 2676 | 1 | 1 | 1 | 1 | 1 | 0.589 | 0.03 | 0 | 0.87851 | 0 | 1 | 1 | 1 | 1 | 1 | 1
| 2677 | 1 | 1 | 1 | 1 | 1 | 0.58 | 0.022 | 0 | 0.87851 | 0 | 1 | 1 | 1 | 1 | 1 | 1
| 2678 | 1 | 1 | 1 | 1 | 1 | 0.541 | 0.021 | 0 | 0.87851 | 0 | 1 | 1 | 1 | 1 | 1 | 1
| 2679 | 1 | 1 | 1 | 1 | 1 | 0.456 | 0.022 | 0 | 0.87851 | 0 | 1 | 1 | 1 | 1 | 1 | 1
| 2680 | 1 | 1 | 1 | 1 | 1 | 0.335 | 0.032 | 0 | 0.87851 | 0 | 1 | 1 | 1 | 1 | 1 | 1
| 2681 | 1 | 1 | 1 | 1 | 1 | 0.192 | 0.064 | 0 | 0.87851 | 0 | 1 | 1 | 1 | 1 | 1 | 1
| 2682 | 1 | 1 | 1 | 1 | 1 | 0.06 | 0.145 | 0 | 0.87851 | 0 | 1 | 1 | 1 | 1 | 1 | 1
| 2683 | 1 | 1 | 1 | 1 | 1 | 0.001 | 0.289 | 0 | 0.87851 | 0 | 1 | 1 | 1 | 1 | 1 | 1
| 2684 | 1 | 1 | 1 | 1 | 1 | 0 | 0.39 | 0 | 0.87851 | 0 | 1 | 1 | 1 | 1 | 1 | 1
| 2685 | 1 | 1 | 1 | 1 | 1 | 0 | 0.431 | 0 | 0.87851 | 0 | 1 | 1 | 1 | 1 | 1 | 1
| 2686 | 1 | 1 | 1 | 1 | 1 | 0 | 0.447 | 0 | 0.87851 | 0 | 1 | 1 | 1 | 1 | 1 | 1
| 2687 | 1 | 1 | 1 | 1 | 1 | 0 | 0.423 | 0 | 0.87851 | 0 | 1 | 1 | 1 | 1 | 1 | 1
| 2688 | 1 | 1 | 1 | 1 | 1 | 0 | 0.325 | 0 | 0.87851 | 0 | 1 | 1 | 1 | 1 | 1 | 1
| 2689 | 1 | 1 | 1 | 1 | 1 | 0 | 0.212 | 0 | 0.87851 | 0 | 1 | 1 | 1 | 1 | 1 | 1
| 2690 | 1 | 1 | 1 | 1 | 1 | 0 | 0.135 | 0 | 0.87851 | 0 | 1 | 1 | 1 | 1 | 1 | 1
| 2691 | 1 | 1 | 1 | 1 | 1 | 0 | 0.089 | 0 | 0.87851 | 0 | 1 | 1 | 1 | 1 | 1 | 1
| 2692 | 1 | 1 | 1 | 1 | 1 | 0 | 0.041 | 0 | 0.87851 | 0 | 1 | 1 | 1 | 1 | 1 | 1
| 2693 | 1 | 1 | 1 | 1 | 1 | 0 | 0.02 | 0 | 0.87851 | 0 | 1 | 1 | 1 | 1 | 1 | 1
| 2694 | 1 | 1 | 1 | 1 | 1 | 0 | 0.017 | 0 | 0.87851 | 0 | 1 | 1 | 1 | 1 | 1 | 1
| 2695 | 1 | 1 | 1 | 1 | 1 | 0.002 | 0.015 | 0 | 0.87851 | 0 | 1 | 1 | 1 | 1 | 1 | 1
| 2696 | 1 | 1 | 1 | 1 | 1 | 0.118 | 0.016 | 0 | 0.87851 | 0 | 1 | 1 | 1 | 1 | 1 | 1
| 2697 | 1 | 1 | 1 | 1 | 1 | 0.28 | 0.028 | 0 | 0.87851 | 0 | 1 | 1 | 1 | 1 | 1 | 1
| 2698 | 1 | 1 | 1 | 1 | 1 | 0.453 | 0.016 | 0 | 0.87851 | 0 | 1 | 1 | 1 | 1 | 1 | 1
| 2699 | 1 | 1 | 1 | 1 | 1 | 0.63 | 0.003 | 0 | 0.87851 | 0 | 1 | 1 | 1 | 1 | 1 | 1
| 2700 | 1 | 1 | 1 | 1 | 1 | 0.666 | 0 | 0 | 0.87851 | 0 | 1 | 1 | 1 | 1 | 1 | 1
| 2701 | 1 | 1 | 1 | 1 | 1 | 0.656 | 0 | 0 | 0.87851 | 0 | 1 | 1 | 1 | 1 | 1 | 1
| 2702 | 1 | 1 | 1 | 1 | 1 | 0.599 | 0 | 0 | 0.87851 | 0 | 1 | 1 | 1 | 1 | 1 | 1
| 2703 | 1 | 1 | 1 | 1 | 1 | 0.514 | 0.001 | 0 | 0.87851 | 0 | 1 | 1 | 1 | 1 | 1 | 1
| 2704 | 1 | 1 | 1 | 1 | 1 | 0.318 | 0.019 | 0 | 0.87851 | 0 | 1 | 1 | 1 | 1 | 1 | 1
| 2705 | 1 | 1 | 1 | 1 | 1 | 0.119 | 0.076 | 0 | 0.87851 | 0 | 1 | 1 | 1 | 1 | 1 | 1
| 2706 | 1 | 1 | 1 | 1 | 1 | 0.044 | 0.156 | 0 | 0.87851 | 0 | 1 | 1 | 1 | 1 | 1 | 1
| 2707 | 1 | 1 | 1 | 1 | 1 | 0 | 0.171 | 0 | 0.87851 | 0 | 1 | 1 | 1 | 1 | 1 | 1
| 2708 | 1 | 1 | 1 | 1 | 1 | 0 | 0.168 | 0 | 0.87851 | 0 | 1 | 1 | 1 | 1 | 1 | 1
| 2709 | 1 | 1 | 1 | 1 | 1 | 0 | 0.177 | 0 | 0.87851 | 0 | 1 | 1 | 1 | 1 | 1 | 1
| 2710 | 1 | 1 | 1 | 1 | 1 | 0 | 0.161 | 0 | 0.87851 | 0 | 1 | 1 | 1 | 1 | 1 | 1
| 2711 | 1 | 1 | 1 | 1 | 1 | 0 | 0.138 | 0 | 0.87851 | 0 | 1 | 1 | 1 | 1 | 1 | 1
| 2712 | 1 | 1 | 1 | 1 | 1 | 0 | 0.087 | 0 | 0.87851 | 0 | 1 | 1 | 1 | 1 | 1 | 1
| 2713 | 1 | 1 | 1 | 1 | 1 | 0 | 0.048 | 0 | 0.87851 | 0 | 1 | 1 | 1 | 1 | 1 | 1
| 2714 | 1 | 1 | 1 | 1 | 1 | 0 | 0.015 | 0 | 0.87851 | 0 | 1 | 1 | 1 | 1 | 1 | 1
| 2715 | 1 | 1 | 1 | 1 | 1 | 0 | 0.002 | 0 | 0.87851 | 0 | 1 | 1 | 1 | 1 | 1 | 1
| 2716 | 1 | 1 | 1 | 1 | 1 | 0 | 0.001 | 0 | 0.87851 | 0 | 1 | 1 | 1 | 1 | 1 | 1
| 2717 | 1 | 1 | 1 | 1 | 1 | 0 | 0.012 | 0 | 0.87851 | 0 | 1 | 1 | 1 | 1 | 1 | 1
| 2718 | 1 | 1 | 1 | 1 | 1 | 0 | 0.071 | 0 | 0.87851 | 0 | 1 | 1 | 1 | 1 | 1 | 1
| 2719 | 1 | 1 | 1 | 1 | 1 | 0 | 0.179 | 0 | 0.87851 | 0 | 1 | 1 | 1 | 1 | 1 | 1
| 2720 | 1 | 1 | 1 | 1 | 1 | 0.074 | 0.263 | 0 | 0.87851 | 0 | 1 | 1 | 1 | 1 | 1 | 1
| 2721 | 1 | 1 | 1 | 1 | 1 | 0.244 | 0.368 | 0 | 0.87851 | 0 | 1 | 1 | 1 | 1 | 1 | 1
| 2722 | 1 | 1 | 1 | 1 | 1 | 0.364 | 0.313 | 0 | 0.87851 | 0 | 1 | 1 | 1 | 1 | 1 | 1
| 2723 | 1 | 1 | 1 | 1 | 1 | 0.413 | 0.225 | 0 | 0.87851 | 0 | 1 | 1 | 1 | 1 | 1 | 1
| 2724 | 1 | 1 | 1 | 1 | 1 | 0.41 | 0.144 | 0 | 0.87851 | 0 | 1 | 1 | 1 | 1 | 1 | 1
| 2725 | 1 | 1 | 1 | 1 | 1 | 0.407 | 0.068 | 0 | 0.87851 | 0 | 1 | 1 | 1 | 1 | 1 | 1
| 2726 | 1 | 1 | 1 | 1 | 1 | 0.369 | 0.012 | 0 | 0.87851 | 0 | 1 | 1 | 1 | 1 | 1 | 1
| 2727 | 1 | 1 | 1 | 1 | 1 | 0.29 | 0.004 | 0 | 0.87851 | 0 | 1 | 1 | 1 | 1 | 1 | 1
| 2728 | 1 | 1 | 1 | 1 | 1 | 0.228 | 0.004 | 0 | 0.87851 | 0 | 1 | 1 | 1 | 1 | 1 | 1
| 2729 | 1 | 1 | 1 | 1 | 1 | 0.148 | 0.005 | 0 | 0.87851 | 0 | 1 | 1 | 1 | 1 | 1 | 1
| 2730 | 1 | 1 | 1 | 1 | 1 | 0.049 | 0.101 | 0 | 0.87851 | 0 | 1 | 1 | 1 | 1 | 1 | 1
| 2731 | 1 | 1 | 1 | 1 | 1 | 0 | 0.259 | 0 | 0.87851 | 0 | 1 | 1 | 1 | 1 | 1 | 1
| 2732 | 1 | 1 | 1 | 1 | 1 | 0 | 0.325 | 0 | 0.87851 | 0 | 1 | 1 | 1 | 1 | 1 | 1
| 2733 | 1 | 1 | 1 | 1 | 1 | 0 | 0.259 | 0 | 0.87851 | 0 | 1 | 1 | 1 | 1 | 1 | 1
| 2734 | 1 | 1 | 1 | 1 | 1 | 0 | 0.185 | 0 | 0.87851 | 0 | 1 | 1 | 1 | 1 | 1 | 1
| 2735 | 1 | 1 | 1 | 1 | 1 | 0 | 0.104 | 0 | 0.87851 | 0 | 1 | 1 | 1 | 1 | 1 | 1
| 2736 | 1 | 1 | 1 | 1 | 1 | 0 | 0.072 | 0 | 0.87851 | 0 | 1 | 1 | 1 | 1 | 1 | 1
| 2737 | 1 | 1 | 1 | 1 | 1 | 0 | 0.055 | 0 | 0.87851 | 0 | 1 | 1 | 1 | 1 | 1 | 1
| 2738 | 1 | 1 | 1 | 1 | 1 | 0 | 0.042 | 0 | 0.87851 | 0 | 1 | 1 | 1 | 1 | 1 | 1
| 2739 | 1 | 1 | 1 | 1 | 1 | 0 | 0.033 | 0 | 0.87851 | 0 | 1 | 1 | 1 | 1 | 1 | 1
| 2740 | 1 | 1 | 1 | 1 | 1 | 0 | 0.026 | 0 | 0.87851 | 0 | 1 | 1 | 1 | 1 | 1 | 1
| 2741 | 1 | 1 | 1 | 1 | 1 | 0 | 0.019 | 0 | 0.87851 | 0 | 1 | 1 | 1 | 1 | 1 | 1
| 2742 | 1 | 1 | 1 | 1 | 1 | 0 | 0.012 | 0 | 0.87851 | 0 | 1 | 1 | 1 | 1 | 1 | 1
| 2743 | 1 | 1 | 1 | 1 | 1 | 0.001 | 0.005 | 0 | 0.87851 | 0 | 1 | 1 | 1 | 1 | 1 | 1
| 2744 | 1 | 1 | 1 | 1 | 1 | 0.112 | 0.001 | 0 | 0.87851 | 0 | 1 | 1 | 1 | 1 | 1 | 1
| 2745 | 1 | 1 | 1 | 1 | 1 | 0.298 | 0 | 0 | 0.87851 | 0 | 1 | 1 | 1 | 1 | 1 | 1
| 2746 | 1 | 1 | 1 | 1 | 1 | 0.482 | 0.001 | 0 | 0.87851 | 0 | 1 | 1 | 1 | 1 | 1 | 1
| 2747 | 1 | 1 | 1 | 1 | 1 | 0.614 | 0.008 | 0 | 0.87851 | 0 | 1 | 1 | 1 | 1 | 1 | 1
| 2748 | 1 | 1 | 1 | 1 | 1 | 0.652 | 0.023 | 0 | 0.87851 | 0 | 1 | 1 | 1 | 1 | 1 | 1
| 2749 | 1 | 1 | 1 | 1 | 1 | 0.606 | 0.058 | 0 | 0.87851 | 0 | 1 | 1 | 1 | 1 | 1 | 1
| 2750 | 1 | 1 | 1 | 1 | 1 | 0.512 | 0.103 | 0 | 0.87851 | 0 | 1 | 1 | 1 | 1 | 1 | 1
| 2751 | 1 | 1 | 1 | 1 | 1 | 0.395 | 0.157 | 0 | 0.87851 | 0 | 1 | 1 | 1 | 1 | 1 | 1
| 2752 | 1 | 1 | 1 | 1 | 1 | 0.272 | 0.241 | 0 | 0.87851 | 0 | 1 | 1 | 1 | 1 | 1 | 1
| 2753 | 1 | 1 | 1 | 1 | 1 | 0.119 | 0.371 | 0 | 0.87851 | 0 | 1 | 1 | 1 | 1 | 1 | 1
| 2754 | 1 | 1 | 1 | 1 | 1 | 0.041 | 0.467 | 0 | 0.87851 | 0 | 1 | 1 | 1 | 1 | 1 | 1
| 2755 | 1 | 1 | 1 | 1 | 1 | 0 | 0.41 | 0 | 0.87851 | 0 | 1 | 1 | 1 | 1 | 1 | 1
| 2756 | 1 | 1 | 1 | 1 | 1 | 0 | 0.347 | 0 | 0.87851 | 0 | 1 | 1 | 1 | 1 | 1 | 1
| 2757 | 1 | 1 | 1 | 1 | 1 | 0 | 0.315 | 0 | 0.87851 | 0 | 1 | 1 | 1 | 1 | 1 | 1
| 2758 | 1 | 1 | 1 | 1 | 1 | 0 | 0.284 | 0 | 0.87851 | 0 | 1 | 1 | 1 | 1 | 1 | 1
| 2759 | 1 | 1 | 1 | 1 | 1 | 0 | 0.255 | 0 | 0.87851 | 0 | 1 | 1 | 1 | 1 | 1 | 1
| 2760 | 1 | 1 | 1 | 1 | 1 | 0 | 0.225 | 0 | 0.87851 | 0 | 1 | 1 | 1 | 1 | 1 | 1
| 2761 | 1 | 1 | 1 | 1 | 1 | 0 | 0.183 | 0 | 0.87851 | 0 | 1 | 1 | 1 | 1 | 1 | 1
| 2762 | 1 | 1 | 1 | 1 | 1 | 0 | 0.134 | 0 | 0.87851 | 0 | 1 | 1 | 1 | 1 | 1 | 1
| 2763 | 1 | 1 | 1 | 1 | 1 | 0 | 0.099 | 0 | 0.87851 | 0 | 1 | 1 | 1 | 1 | 1 | 1
| 2764 | 1 | 1 | 1 | 1 | 1 | 0 | 0.061 | 0 | 0.87851 | 0 | 1 | 1 | 1 | 1 | 1 | 1
| 2765 | 1 | 1 | 1 | 1 | 1 | 0 | 0.022 | 0 | 0.87851 | 0 | 1 | 1 | 1 | 1 | 1 | 1
| 2766 | 1 | 1 | 1 | 1 | 1 | 0 | 0.006 | 0 | 0.87851 | 0 | 1 | 1 | 1 | 1 | 1 | 1
| 2767 | 1 | 1 | 1 | 1 | 1 | 0.003 | 0.002 | 0 | 0.87851 | 0 | 1 | 1 | 1 | 1 | 1 | 1
| 2768 | 1 | 1 | 1 | 1 | 1 | 0.129 | 0.004 | 0 | 0.87851 | 0 | 1 | 1 | 1 | 1 | 1 | 1
| 2769 | 1 | 1 | 1 | 1 | 1 | 0.265 | 0.007 | 0 | 0.87851 | 0 | 1 | 1 | 1 | 1 | 1 | 1
| 2770 | 1 | 1 | 1 | 1 | 1 | 0.389 | 0.004 | 0 | 0.87851 | 0 | 1 | 1 | 1 | 1 | 1 | 1
| 2771 | 1 | 1 | 1 | 1 | 1 | 0.483 | 0.001 | 0 | 0.87851 | 0 | 1 | 1 | 1 | 1 | 1 | 1
| 2772 | 1 | 1 | 1 | 1 | 1 | 0.565 | 0.001 | 0 | 0.87851 | 0 | 1 | 1 | 1 | 1 | 1 | 1
| 2773 | 1 | 1 | 1 | 1 | 1 | 0.56 | 0.001 | 0 | 0.87851 | 0 | 1 | 1 | 1 | 1 | 1 | 1
| 2774 | 1 | 1 | 1 | 1 | 1 | 0.532 | 0.004 | 0 | 0.87851 | 0 | 1 | 1 | 1 | 1 | 1 | 1
| 2775 | 1 | 1 | 1 | 1 | 1 | 0.455 | 0.012 | 0 | 0.87851 | 0 | 1 | 1 | 1 | 1 | 1 | 1
| 2776 | 1 | 1 | 1 | 1 | 1 | 0.3 | 0.041 | 0 | 0.87851 | 0 | 1 | 1 | 1 | 1 | 1 | 1
| 2777 | 1 | 1 | 1 | 1 | 1 | 0.157 | 0.123 | 0 | 0.87851 | 0 | 1 | 1 | 1 | 1 | 1 | 1
| 2778 | 1 | 1 | 1 | 1 | 1 | 0.041 | 0.228 | 0 | 0.87851 | 0 | 1 | 1 | 1 | 1 | 1 | 1
| 2779 | 1 | 1 | 1 | 1 | 1 | 0 | 0.248 | 0 | 0.87851 | 0 | 1 | 1 | 1 | 1 | 1 | 1
| 2780 | 1 | 1 | 1 | 1 | 1 | 0 | 0.313 | 0 | 0.87851 | 0 | 1 | 1 | 1 | 1 | 1 | 1
| 2781 | 1 | 1 | 1 | 1 | 1 | 0 | 0.476 | 0 | 0.87851 | 0 | 1 | 1 | 1 | 1 | 1 | 1
| 2782 | 1 | 1 | 1 | 1 | 1 | 0 | 0.475 | 0 | 0.87851 | 0 | 1 | 1 | 1 | 1 | 1 | 1
| 2783 | 1 | 1 | 1 | 1 | 1 | 0 | 0.352 | 0 | 0.87851 | 0 | 1 | 1 | 1 | 1 | 1 | 1
| 2784 | 1 | 1 | 1 | 1 | 1 | 0 | 0.266 | 0 | 0.87851 | 0 | 1 | 1 | 1 | 1 | 1 | 1
| 2785 | 1 | 1 | 1 | 1 | 1 | 0 | 0.176 | 0 | 0.87851 | 0 | 1 | 1 | 1 | 1 | 1 | 1
| 2786 | 1 | 1 | 1 | 1 | 1 | 0 | 0.074 | 0 | 0.87851 | 0 | 1 | 1 | 1 | 1 | 1 | 1
| 2787 | 1 | 1 | 1 | 1 | 1 | 0 | 0.035 | 0 | 0.87851 | 0 | 1 | 1 | 1 | 1 | 1 | 1
| 2788 | 1 | 1 | 1 | 1 | 1 | 0 | 0.023 | 0 | 0.87851 | 0 | 1 | 1 | 1 | 1 | 1 | 1
| 2789 | 1 | 1 | 1 | 1 | 1 | 0 | 0.01 | 0 | 0.87851 | 0 | 1 | 1 | 1 | 1 | 1 | 1
| 2790 | 1 | 1 | 1 | 1 | 1 | 0 | 0.002 | 0 | 0.87851 | 0 | 1 | 1 | 1 | 1 | 1 | 1
| 2791 | 1 | 1 | 1 | 1 | 1 | 0.001 | 0.003 | 0 | 0.87851 | 0 | 1 | 1 | 1 | 1 | 1 | 1
| 2792 | 1 | 1 | 1 | 1 | 1 | 0.098 | 0.019 | 0 | 0.87851 | 0 | 1 | 1 | 1 | 1 | 1 | 1
| 2793 | 1 | 1 | 1 | 1 | 1 | 0.26 | 0.003 | 0 | 0.87851 | 0 | 1 | 1 | 1 | 1 | 1 | 1
| 2794 | 1 | 1 | 1 | 1 | 1 | 0.399 | 0.001 | 0 | 0.87851 | 0 | 1 | 1 | 1 | 1 | 1 | 1
| 2795 | 1 | 1 | 1 | 1 | 1 | 0.473 | 0.001 | 0 | 0.87851 | 0 | 1 | 1 | 1 | 1 | 1 | 1
| 2796 | 1 | 1 | 1 | 1 | 1 | 0.502 | 0.004 | 0 | 0.87851 | 0 | 1 | 1 | 1 | 1 | 1 | 1
| 2797 | 1 | 1 | 1 | 1 | 1 | 0.511 | 0.008 | 0 | 0.87851 | 0 | 1 | 1 | 1 | 1 | 1 | 1
| 2798 | 1 | 1 | 1 | 1 | 1 | 0.479 | 0.013 | 0 | 0.87851 | 0 | 1 | 1 | 1 | 1 | 1 | 1
| 2799 | 1 | 1 | 1 | 1 | 1 | 0.387 | 0.022 | 0 | 0.87851 | 0 | 1 | 1 | 1 | 1 | 1 | 1
| 2800 | 1 | 1 | 1 | 1 | 1 | 0.262 | 0.034 | 0 | 0.87851 | 0 | 1 | 1 | 1 | 1 | 1 | 1
| 2801 | 1 | 1 | 1 | 1 | 1 | 0.139 | 0.046 | 0 | 0.87851 | 0 | 1 | 1 | 1 | 1 | 1 | 1
| 2802 | 1 | 1 | 1 | 1 | 1 | 0.044 | 0.061 | 0 | 0.87851 | 0 | 1 | 1 | 1 | 1 | 1 | 1
| 2803 | 1 | 1 | 1 | 1 | 1 | 0 | 0.081 | 0 | 0.87851 | 0 | 1 | 1 | 1 | 1 | 1 | 1
| 2804 | 1 | 1 | 1 | 1 | 1 | 0 | 0.105 | 0 | 0.87851 | 0 | 1 | 1 | 1 | 1 | 1 | 1
| 2805 | 1 | 1 | 1 | 1 | 1 | 0 | 0.11 | 0 | 0.87851 | 0 | 1 | 1 | 1 | 1 | 1 | 1
| 2806 | 1 | 1 | 1 | 1 | 1 | 0 | 0.108 | 0 | 0.87851 | 0 | 1 | 1 | 1 | 1 | 1 | 1
| 2807 | 1 | 1 | 1 | 1 | 1 | 0 | 0.103 | 0 | 0.87851 | 0 | 1 | 1 | 1 | 1 | 1 | 1
| 2808 | 1 | 1 | 1 | 1 | 1 | 0 | 0.12 | 0 | 0.87851 | 0 | 1 | 1 | 1 | 1 | 1 | 1
| 2809 | 1 | 1 | 1 | 1 | 1 | 0 | 0.126 | 0 | 0.87851 | 0 | 1 | 1 | 1 | 1 | 1 | 1
| 2810 | 1 | 1 | 1 | 1 | 1 | 0 | 0.099 | 0 | 0.87851 | 0 | 1 | 1 | 1 | 1 | 1 | 1
| 2811 | 1 | 1 | 1 | 1 | 1 | 0 | 0.06 | 0 | 0.87851 | 0 | 1 | 1 | 1 | 1 | 1 | 1
| 2812 | 1 | 1 | 1 | 1 | 1 | 0 | 0.037 | 0 | 0.87851 | 0 | 1 | 1 | 1 | 1 | 1 | 1
| 2813 | 1 | 1 | 1 | 1 | 1 | 0 | 0.021 | 0 | 0.87851 | 0 | 1 | 1 | 1 | 1 | 1 | 1
| 2814 | 1 | 1 | 1 | 1 | 1 | 0 | 0.013 | 0 | 0.87851 | 0 | 1 | 1 | 1 | 1 | 1 | 1
| 2815 | 1 | 1 | 1 | 1 | 1 | 0.001 | 0.011 | 0 | 0.87851 | 0 | 1 | 1 | 1 | 1 | 1 | 1
| 2816 | 1 | 1 | 1 | 1 | 1 | 0.108 | 0.006 | 0 | 0.87851 | 0 | 1 | 1 | 1 | 1 | 1 | 1
| 2817 | 1 | 1 | 1 | 1 | 1 | 0.309 | 0.003 | 0 | 0.87851 | 0 | 1 | 1 | 1 | 1 | 1 | 1
| 2818 | 1 | 1 | 1 | 1 | 1 | 0.459 | 0.001 | 0 | 0.87851 | 0 | 1 | 1 | 1 | 1 | 1 | 1
| 2819 | 1 | 1 | 1 | 1 | 1 | 0.599 | 0.001 | 0 | 0.87851 | 0 | 1 | 1 | 1 | 1 | 1 | 1
| 2820 | 1 | 1 | 1 | 1 | 1 | 0.663 | 0.001 | 0 | 0.87851 | 0 | 1 | 1 | 1 | 1 | 1 | 1
| 2821 | 1 | 1 | 1 | 1 | 1 | 0.685 | 0.003 | 0 | 0.87851 | 0 | 1 | 1 | 1 | 1 | 1 | 1
| 2822 | 1 | 1 | 1 | 1 | 1 | 0.669 | 0.008 | 0 | 0.87851 | 0 | 1 | 1 | 1 | 1 | 1 | 1
| 2823 | 1 | 1 | 1 | 1 | 1 | 0.611 | 0.021 | 0 | 0.87851 | 0 | 1 | 1 | 1 | 1 | 1 | 1
| 2824 | 1 | 1 | 1 | 1 | 1 | 0.483 | 0.054 | 0 | 0.87851 | 0 | 1 | 1 | 1 | 1 | 1 | 1
| 2825 | 1 | 1 | 1 | 1 | 1 | 0.317 | 0.132 | 0 | 0.87851 | 0 | 1 | 1 | 1 | 1 | 1 | 1
| 2826 | 1 | 1 | 1 | 1 | 1 | 0.082 | 0.309 | 0 | 0.87851 | 0 | 1 | 1 | 1 | 1 | 1 | 1
| 2827 | 1 | 1 | 1 | 1 | 1 | 0.001 | 0.454 | 0 | 0.87851 | 0 | 1 | 1 | 1 | 1 | 1 | 1
| 2828 | 1 | 1 | 1 | 1 | 1 | 0 | 0.505 | 0 | 0.87851 | 0 | 1 | 1 | 1 | 1 | 1 | 1
| 2829 | 1 | 1 | 1 | 1 | 1 | 0 | 0.492 | 0 | 0.87851 | 0 | 1 | 1 | 1 | 1 | 1 | 1
| 2830 | 1 | 1 | 1 | 1 | 1 | 0 | 0.444 | 0 | 0.87851 | 0 | 1 | 1 | 1 | 1 | 1 | 1
| 2831 | 1 | 1 | 1 | 1 | 1 | 0 | 0.464 | 0 | 0.87851 | 0 | 1 | 1 | 1 | 1 | 1 | 1
| 2832 | 1 | 1 | 1 | 1 | 1 | 0 | 0.463 | 0 | 0.87851 | 0 | 1 | 1 | 1 | 1 | 1 | 1
| 2833 | 1 | 1 | 1 | 1 | 1 | 0 | 0.476 | 0 | 0.87851 | 0 | 1 | 1 | 1 | 1 | 1 | 1
| 2834 | 1 | 1 | 1 | 1 | 1 | 0 | 0.433 | 0 | 0.87851 | 0 | 1 | 1 | 1 | 1 | 1 | 1
| 2835 | 1 | 1 | 1 | 1 | 1 | 0 | 0.376 | 0 | 0.87851 | 0 | 1 | 1 | 1 | 1 | 1 | 1
| 2836 | 1 | 1 | 1 | 1 | 1 | 0 | 0.261 | 0 | 0.87851 | 0 | 1 | 1 | 1 | 1 | 1 | 1
| 2837 | 1 | 1 | 1 | 1 | 1 | 0 | 0.199 | 0 | 0.87851 | 0 | 1 | 1 | 1 | 1 | 1 | 1
| 2838 | 1 | 1 | 1 | 1 | 1 | 0 | 0.149 | 0 | 0.87851 | 0 | 1 | 1 | 1 | 1 | 1 | 1
| 2839 | 1 | 1 | 1 | 1 | 1 | 0.001 | 0.156 | 0 | 0.87851 | 0 | 1 | 1 | 1 | 1 | 1 | 1
| 2840 | 1 | 1 | 1 | 1 | 1 | 0.092 | 0.153 | 0 | 0.87851 | 0 | 1 | 1 | 1 | 1 | 1 | 1
| 2841 | 1 | 1 | 1 | 1 | 1 | 0.274 | 0.168 | 0 | 0.87851 | 0 | 1 | 1 | 1 | 1 | 1 | 1
| 2842 | 1 | 1 | 1 | 1 | 1 | 0.441 | 0.179 | 0 | 0.87851 | 0 | 1 | 1 | 1 | 1 | 1 | 1
| 2843 | 1 | 1 | 1 | 1 | 1 | 0.573 | 0.173 | 0 | 0.87851 | 0 | 1 | 1 | 1 | 1 | 1 | 1
| 2844 | 1 | 1 | 1 | 1 | 1 | 0.685 | 0.169 | 0 | 0.87851 | 0 | 1 | 1 | 1 | 1 | 1 | 1
| 2845 | 1 | 1 | 1 | 1 | 1 | 0.728 | 0.193 | 0 | 0.87851 | 0 | 1 | 1 | 1 | 1 | 1 | 1
| 2846 | 1 | 1 | 1 | 1 | 1 | 0.707 | 0.243 | 0 | 0.87851 | 0 | 1 | 1 | 1 | 1 | 1 | 1
| 2847 | 1 | 1 | 1 | 1 | 1 | 0.64 | 0.316 | 0 | 0.87851 | 0 | 1 | 1 | 1 | 1 | 1 | 1
| 2848 | 1 | 1 | 1 | 1 | 1 | 0.516 | 0.401 | 0 | 0.87851 | 0 | 1 | 1 | 1 | 1 | 1 | 1
| 2849 | 1 | 1 | 1 | 1 | 1 | 0.33 | 0.472 | 0 | 0.87851 | 0 | 1 | 1 | 1 | 1 | 1 | 1
| 2850 | 1 | 1 | 1 | 1 | 1 | 0.12 | 0.526 | 0 | 0.87851 | 0 | 1 | 1 | 1 | 1 | 1 | 1
| 2851 | 1 | 1 | 1 | 1 | 1 | 0.004 | 0.498 | 0 | 0.87851 | 0 | 1 | 1 | 1 | 1 | 1 | 1
| 2852 | 1 | 1 | 1 | 1 | 1 | 0 | 0.498 | 0 | 0.87851 | 0 | 1 | 1 | 1 | 1 | 1 | 1
| 2853 | 1 | 1 | 1 | 1 | 1 | 0 | 0.479 | 0 | 0.87851 | 0 | 1 | 1 | 1 | 1 | 1 | 1
| 2854 | 1 | 1 | 1 | 1 | 1 | 0 | 0.528 | 0 | 0.87851 | 0 | 1 | 1 | 1 | 1 | 1 | 1
| 2855 | 1 | 1 | 1 | 1 | 1 | 0 | 0.527 | 0 | 0.87851 | 0 | 1 | 1 | 1 | 1 | 1 | 1
| 2856 | 1 | 1 | 1 | 1 | 1 | 0 | 0.491 | 0 | 0.87851 | 0 | 1 | 1 | 1 | 1 | 1 | 1
| 2857 | 1 | 1 | 1 | 1 | 1 | 0 | 0.381 | 0 | 0.87851 | 0 | 1 | 1 | 1 | 1 | 1 | 1
| 2858 | 1 | 1 | 1 | 1 | 1 | 0 | 0.408 | 0 | 0.87851 | 0 | 1 | 1 | 1 | 1 | 1 | 1
| 2859 | 1 | 1 | 1 | 1 | 1 | 0 | 0.379 | 0 | 0.87851 | 0 | 1 | 1 | 1 | 1 | 1 | 1
| 2860 | 1 | 1 | 1 | 1 | 1 | 0 | 0.32 | 0 | 0.87851 | 0 | 1 | 1 | 1 | 1 | 1 | 1
| 2861 | 1 | 1 | 1 | 1 | 1 | 0 | 0.277 | 0 | 0.87851 | 0 | 1 | 1 | 1 | 1 | 1 | 1
| 2862 | 1 | 1 | 1 | 1 | 1 | 0 | 0.268 | 0 | 0.87851 | 0 | 1 | 1 | 1 | 1 | 1 | 1
| 2863 | 1 | 1 | 1 | 1 | 1 | 0.002 | 0.265 | 0 | 0.87851 | 0 | 1 | 1 | 1 | 1 | 1 | 1
| 2864 | 1 | 1 | 1 | 1 | 1 | 0.131 | 0.227 | 0 | 0.87851 | 0 | 1 | 1 | 1 | 1 | 1 | 1
| 2865 | 1 | 1 | 1 | 1 | 1 | 0.383 | 0.294 | 0 | 0.87851 | 0 | 1 | 1 | 1 | 1 | 1 | 1
| 2866 | 1 | 1 | 1 | 1 | 1 | 0.563 | 0.324 | 0 | 0.87851 | 0 | 1 | 1 | 1 | 1 | 1 | 1
| 2867 | 1 | 1 | 1 | 1 | 1 | 0.669 | 0.314 | 0 | 0.87851 | 0 | 1 | 1 | 1 | 1 | 1 | 1
| 2868 | 1 | 1 | 1 | 1 | 1 | 0.728 | 0.294 | 0 | 0.87851 | 0 | 1 | 1 | 1 | 1 | 1 | 1
| 2869 | 1 | 1 | 1 | 1 | 1 | 0.729 | 0.302 | 0 | 0.87851 | 0 | 1 | 1 | 1 | 1 | 1 | 1
| 2870 | 1 | 1 | 1 | 1 | 1 | 0.705 | 0.354 | 0 | 0.87851 | 0 | 1 | 1 | 1 | 1 | 1 | 1
| 2871 | 1 | 1 | 1 | 1 | 1 | 0.646 | 0.413 | 0 | 0.87851 | 0 | 1 | 1 | 1 | 1 | 1 | 1
| 2872 | 1 | 1 | 1 | 1 | 1 | 0.54 | 0.471 | 0 | 0.87851 | 0 | 1 | 1 | 1 | 1 | 1 | 1
| 2873 | 1 | 1 | 1 | 1 | 1 | 0.38 | 0.519 | 0 | 0.87851 | 0 | 1 | 1 | 1 | 1 | 1 | 1
| 2874 | 1 | 1 | 1 | 1 | 1 | 0.168 | 0.538 | 0 | 0.87851 | 0 | 1 | 1 | 1 | 1 | 1 | 1
| 2875 | 1 | 1 | 1 | 1 | 1 | 0.005 | 0.492 | 0 | 0.87851 | 0 | 1 | 1 | 1 | 1 | 1 | 1
| 2876 | 1 | 1 | 1 | 1 | 1 | 0 | 0.488 | 0 | 0.87851 | 0 | 1 | 1 | 1 | 1 | 1 | 1
| 2877 | 1 | 1 | 1 | 1 | 1 | 0 | 0.477 | 0 | 0.87851 | 0 | 1 | 1 | 1 | 1 | 1 | 1
| 2878 | 1 | 1 | 1 | 1 | 1 | 0 | 0.453 | 0 | 0.87851 | 0 | 1 | 1 | 1 | 1 | 1 | 1
| 2879 | 1 | 1 | 1 | 1 | 1 | 0 | 0.442 | 0 | 0.87851 | 0 | 1 | 1 | 1 | 1 | 1 | 1
| 2880 | 1 | 1 | 1 | 1 | 1 | 0 | 0.415 | 0 | 0.87851 | 0 | 1 | 1 | 1 | 1 | 1 | 1
| 2881 | 1 | 1 | 1 | 1 | 1 | 0 | 0.355 | 0 | 0.72743 | 0 | 1 | 1 | 1 | 1 | 1 | 1
| 2882 | 1 | 1 | 1 | 1 | 1 | 0 | 0.283 | 0 | 0.72743 | 0 | 1 | 1 | 1 | 1 | 1 | 1
| 2883 | 1 | 1 | 1 | 1 | 1 | 0 | 0.282 | 0 | 0.72743 | 0 | 1 | 1 | 1 | 1 | 1 | 1
| 2884 | 1 | 1 | 1 | 1 | 1 | 0 | 0.282 | 0 | 0.72743 | 0 | 1 | 1 | 1 | 1 | 1 | 1
| 2885 | 1 | 1 | 1 | 1 | 1 | 0 | 0.282 | 0 | 0.72743 | 0 | 1 | 1 | 1 | 1 | 1 | 1
| 2886 | 1 | 1 | 1 | 1 | 1 | 0 | 0.272 | 0 | 0.72743 | 0 | 1 | 1 | 1 | 1 | 1 | 1
| 2887 | 1 | 1 | 1 | 1 | 1 | 0.003 | 0.297 | 0 | 0.72743 | 0 | 1 | 1 | 1 | 1 | 1 | 1
| 2888 | 1 | 1 | 1 | 1 | 1 | 0.155 | 0.325 | 0 | 0.72743 | 0 | 1 | 1 | 1 | 1 | 1 | 1
| 2889 | 1 | 1 | 1 | 1 | 1 | 0.419 | 0.369 | 0 | 0.72743 | 0 | 1 | 1 | 1 | 1 | 1 | 1
| 2890 | 1 | 1 | 1 | 1 | 1 | 0.581 | 0.374 | 0 | 0.72743 | 0 | 1 | 1 | 1 | 1 | 1 | 1
| 2891 | 1 | 1 | 1 | 1 | 1 | 0.686 | 0.35 | 0 | 0.72743 | 0 | 1 | 1 | 1 | 1 | 1 | 1
| 2892 | 1 | 1 | 1 | 1 | 1 | 0.747 | 0.315 | 0 | 0.72743 | 0 | 1 | 1 | 1 | 1 | 1 | 1
| 2893 | 1 | 1 | 1 | 1 | 1 | 0.766 | 0.31 | 0 | 0.72743 | 0 | 1 | 1 | 1 | 1 | 1 | 1
| 2894 | 1 | 1 | 1 | 1 | 1 | 0.741 | 0.329 | 0 | 0.72743 | 0 | 1 | 1 | 1 | 1 | 1 | 1
| 2895 | 1 | 1 | 1 | 1 | 1 | 0.673 | 0.366 | 0 | 0.72743 | 0 | 1 | 1 | 1 | 1 | 1 | 1
| 2896 | 1 | 1 | 1 | 1 | 1 | 0.551 | 0.404 | 0 | 0.72743 | 0 | 1 | 1 | 1 | 1 | 1 | 1
| 2897 | 1 | 1 | 1 | 1 | 1 | 0.385 | 0.447 | 0 | 0.72743 | 0 | 1 | 1 | 1 | 1 | 1 | 1
| 2898 | 1 | 1 | 1 | 1 | 1 | 0.174 | 0.505 | 0 | 0.72743 | 0 | 1 | 1 | 1 | 1 | 1 | 1
| 2899 | 1 | 1 | 1 | 1 | 1 | 0.005 | 0.476 | 0 | 0.72743 | 0 | 1 | 1 | 1 | 1 | 1 | 1
| 2900 | 1 | 1 | 1 | 1 | 1 | 0 | 0.461 | 0 | 0.72743 | 0 | 1 | 1 | 1 | 1 | 1 | 1
| 2901 | 1 | 1 | 1 | 1 | 1 | 0 | 0.471 | 0 | 0.72743 | 0 | 1 | 1 | 1 | 1 | 1 | 1
| 2902 | 1 | 1 | 1 | 1 | 1 | 0 | 0.446 | 0 | 0.72743 | 0 | 1 | 1 | 1 | 1 | 1 | 1
| 2903 | 1 | 1 | 1 | 1 | 1 | 0 | 0.388 | 0 | 0.72743 | 0 | 1 | 1 | 1 | 1 | 1 | 1
| 2904 | 1 | 1 | 1 | 1 | 1 | 0 | 0.313 | 0 | 0.72743 | 0 | 1 | 1 | 1 | 1 | 1 | 1
| 2905 | 1 | 1 | 1 | 1 | 1 | 0 | 0.256 | 0 | 0.72743 | 0 | 1 | 1 | 1 | 1 | 1 | 1
| 2906 | 1 | 1 | 1 | 1 | 1 | 0 | 0.206 | 0 | 0.72743 | 0 | 1 | 1 | 1 | 1 | 1 | 1
| 2907 | 1 | 1 | 1 | 1 | 1 | 0 | 0.21 | 0 | 0.72743 | 0 | 1 | 1 | 1 | 1 | 1 | 1
| 2908 | 1 | 1 | 1 | 1 | 1 | 0 | 0.199 | 0 | 0.72743 | 0 | 1 | 1 | 1 | 1 | 1 | 1
| 2909 | 1 | 1 | 1 | 1 | 1 | 0 | 0.192 | 0 | 0.72743 | 0 | 1 | 1 | 1 | 1 | 1 | 1
| 2910 | 1 | 1 | 1 | 1 | 1 | 0 | 0.209 | 0 | 0.72743 | 0 | 1 | 1 | 1 | 1 | 1 | 1
| 2911 | 1 | 1 | 1 | 1 | 1 | 0.002 | 0.21 | 0 | 0.72743 | 0 | 1 | 1 | 1 | 1 | 1 | 1
| 2912 | 1 | 1 | 1 | 1 | 1 | 0.13 | 0.248 | 0 | 0.72743 | 0 | 1 | 1 | 1 | 1 | 1 | 1
| 2913 | 1 | 1 | 1 | 1 | 1 | 0.371 | 0.246 | 0 | 0.72743 | 0 | 1 | 1 | 1 | 1 | 1 | 1
| 2914 | 1 | 1 | 1 | 1 | 1 | 0.54 | 0.181 | 0 | 0.72743 | 0 | 1 | 1 | 1 | 1 | 1 | 1
| 2915 | 1 | 1 | 1 | 1 | 1 | 0.649 | 0.118 | 0 | 0.72743 | 0 | 1 | 1 | 1 | 1 | 1 | 1
| 2916 | 1 | 1 | 1 | 1 | 1 | 0.706 | 0.072 | 0 | 0.72743 | 0 | 1 | 1 | 1 | 1 | 1 | 1
| 2917 | 1 | 1 | 1 | 1 | 1 | 0.721 | 0.058 | 0 | 0.72743 | 0 | 1 | 1 | 1 | 1 | 1 | 1
| 2918 | 1 | 1 | 1 | 1 | 1 | 0.689 | 0.073 | 0 | 0.72743 | 0 | 1 | 1 | 1 | 1 | 1 | 1
| 2919 | 1 | 1 | 1 | 1 | 1 | 0.635 | 0.107 | 0 | 0.72743 | 0 | 1 | 1 | 1 | 1 | 1 | 1
| 2920 | 1 | 1 | 1 | 1 | 1 | 0.51 | 0.153 | 0 | 0.72743 | 0 | 1 | 1 | 1 | 1 | 1 | 1
| 2921 | 1 | 1 | 1 | 1 | 1 | 0.338 | 0.226 | 0 | 0.72743 | 0 | 1 | 1 | 1 | 1 | 1 | 1
| 2922 | 1 | 1 | 1 | 1 | 1 | 0.132 | 0.334 | 0 | 0.72743 | 0 | 1 | 1 | 1 | 1 | 1 | 1
| 2923 | 1 | 1 | 1 | 1 | 1 | 0.005 | 0.458 | 0 | 0.72743 | 0 | 1 | 1 | 1 | 1 | 1 | 1
| 2924 | 1 | 1 | 1 | 1 | 1 | 0 | 0.526 | 0 | 0.72743 | 0 | 1 | 1 | 1 | 1 | 1 | 1
| 2925 | 1 | 1 | 1 | 1 | 1 | 0 | 0.511 | 0 | 0.72743 | 0 | 1 | 1 | 1 | 1 | 1 | 1
| 2926 | 1 | 1 | 1 | 1 | 1 | 0 | 0.455 | 0 | 0.72743 | 0 | 1 | 1 | 1 | 1 | 1 | 1
| 2927 | 1 | 1 | 1 | 1 | 1 | 0 | 0.379 | 0 | 0.72743 | 0 | 1 | 1 | 1 | 1 | 1 | 1
| 2928 | 1 | 1 | 1 | 1 | 1 | 0 | 0.332 | 0 | 0.72743 | 0 | 1 | 1 | 1 | 1 | 1 | 1
| 2929 | 1 | 1 | 1 | 1 | 1 | 0 | 0.258 | 0 | 0.72743 | 0 | 1 | 1 | 1 | 1 | 1 | 1
| 2930 | 1 | 1 | 1 | 1 | 1 | 0 | 0.21 | 0 | 0.72743 | 0 | 1 | 1 | 1 | 1 | 1 | 1
| 2931 | 1 | 1 | 1 | 1 | 1 | 0 | 0.174 | 0 | 0.72743 | 0 | 1 | 1 | 1 | 1 | 1 | 1
| 2932 | 1 | 1 | 1 | 1 | 1 | 0 | 0.123 | 0 | 0.72743 | 0 | 1 | 1 | 1 | 1 | 1 | 1
| 2933 | 1 | 1 | 1 | 1 | 1 | 0 | 0.07 | 0 | 0.72743 | 0 | 1 | 1 | 1 | 1 | 1 | 1
| 2934 | 1 | 1 | 1 | 1 | 1 | 0 | 0.041 | 0 | 0.72743 | 0 | 1 | 1 | 1 | 1 | 1 | 1
| 2935 | 1 | 1 | 1 | 1 | 1 | 0.001 | 0.032 | 0 | 0.72743 | 0 | 1 | 1 | 1 | 1 | 1 | 1
| 2936 | 1 | 1 | 1 | 1 | 1 | 0.101 | 0.037 | 0 | 0.72743 | 0 | 1 | 1 | 1 | 1 | 1 | 1
| 2937 | 1 | 1 | 1 | 1 | 1 | 0.272 | 0.072 | 0 | 0.72743 | 0 | 1 | 1 | 1 | 1 | 1 | 1
| 2938 | 1 | 1 | 1 | 1 | 1 | 0.441 | 0.099 | 0 | 0.72743 | 0 | 1 | 1 | 1 | 1 | 1 | 1
| 2939 | 1 | 1 | 1 | 1 | 1 | 0.596 | 0.094 | 0 | 0.72743 | 0 | 1 | 1 | 1 | 1 | 1 | 1
| 2940 | 1 | 1 | 1 | 1 | 1 | 0.702 | 0.094 | 0 | 0.72743 | 0 | 1 | 1 | 1 | 1 | 1 | 1
| 2941 | 1 | 1 | 1 | 1 | 1 | 0.745 | 0.107 | 0 | 0.72743 | 0 | 1 | 1 | 1 | 1 | 1 | 1
| 2942 | 1 | 1 | 1 | 1 | 1 | 0.711 | 0.135 | 0 | 0.72743 | 0 | 1 | 1 | 1 | 1 | 1 | 1
| 2943 | 1 | 1 | 1 | 1 | 1 | 0.595 | 0.172 | 0 | 0.72743 | 0 | 1 | 1 | 1 | 1 | 1 | 1
| 2944 | 1 | 1 | 1 | 1 | 1 | 0.408 | 0.223 | 0 | 0.72743 | 0 | 1 | 1 | 1 | 1 | 1 | 1
| 2945 | 1 | 1 | 1 | 1 | 1 | 0.248 | 0.274 | 0 | 0.72743 | 0 | 1 | 1 | 1 | 1 | 1 | 1
| 2946 | 1 | 1 | 1 | 1 | 1 | 0.104 | 0.341 | 0 | 0.72743 | 0 | 1 | 1 | 1 | 1 | 1 | 1
| 2947 | 1 | 1 | 1 | 1 | 1 | 0.003 | 0.365 | 0 | 0.72743 | 0 | 1 | 1 | 1 | 1 | 1 | 1
| 2948 | 1 | 1 | 1 | 1 | 1 | 0 | 0.37 | 0 | 0.72743 | 0 | 1 | 1 | 1 | 1 | 1 | 1
| 2949 | 1 | 1 | 1 | 1 | 1 | 0 | 0.413 | 0 | 0.72743 | 0 | 1 | 1 | 1 | 1 | 1 | 1
| 2950 | 1 | 1 | 1 | 1 | 1 | 0 | 0.45 | 0 | 0.72743 | 0 | 1 | 1 | 1 | 1 | 1 | 1
| 2951 | 1 | 1 | 1 | 1 | 1 | 0 | 0.403 | 0 | 0.72743 | 0 | 1 | 1 | 1 | 1 | 1 | 1
| 2952 | 1 | 1 | 1 | 1 | 1 | 0 | 0.326 | 0 | 0.72743 | 0 | 1 | 1 | 1 | 1 | 1 | 1
| 2953 | 1 | 1 | 1 | 1 | 1 | 0 | 0.233 | 0 | 0.72743 | 0 | 1 | 1 | 1 | 1 | 1 | 1
| 2954 | 1 | 1 | 1 | 1 | 1 | 0 | 0.176 | 0 | 0.72743 | 0 | 1 | 1 | 1 | 1 | 1 | 1
| 2955 | 1 | 1 | 1 | 1 | 1 | 0 | 0.18 | 0 | 0.72743 | 0 | 1 | 1 | 1 | 1 | 1 | 1
| 2956 | 1 | 1 | 1 | 1 | 1 | 0 | 0.17 | 0 | 0.72743 | 0 | 1 | 1 | 1 | 1 | 1 | 1
| 2957 | 1 | 1 | 1 | 1 | 1 | 0 | 0.141 | 0 | 0.72743 | 0 | 1 | 1 | 1 | 1 | 1 | 1
| 2958 | 1 | 1 | 1 | 1 | 1 | 0 | 0.126 | 0 | 0.72743 | 0 | 1 | 1 | 1 | 1 | 1 | 1
| 2959 | 1 | 1 | 1 | 1 | 1 | 0.004 | 0.12 | 0 | 0.72743 | 0 | 1 | 1 | 1 | 1 | 1 | 1
| 2960 | 1 | 1 | 1 | 1 | 1 | 0.169 | 0.101 | 0 | 0.72743 | 0 | 1 | 1 | 1 | 1 | 1 | 1
| 2961 | 1 | 1 | 1 | 1 | 1 | 0.435 | 0.153 | 0 | 0.72743 | 0 | 1 | 1 | 1 | 1 | 1 | 1
| 2962 | 1 | 1 | 1 | 1 | 1 | 0.59 | 0.204 | 0 | 0.72743 | 0 | 1 | 1 | 1 | 1 | 1 | 1
| 2963 | 1 | 1 | 1 | 1 | 1 | 0.692 | 0.221 | 0 | 0.72743 | 0 | 1 | 1 | 1 | 1 | 1 | 1
| 2964 | 1 | 1 | 1 | 1 | 1 | 0.745 | 0.227 | 0 | 0.72743 | 0 | 1 | 1 | 1 | 1 | 1 | 1
| 2965 | 1 | 1 | 1 | 1 | 1 | 0.747 | 0.221 | 0 | 0.72743 | 0 | 1 | 1 | 1 | 1 | 1 | 1
| 2966 | 1 | 1 | 1 | 1 | 1 | 0.715 | 0.234 | 0 | 0.72743 | 0 | 1 | 1 | 1 | 1 | 1 | 1
| 2967 | 1 | 1 | 1 | 1 | 1 | 0.639 | 0.261 | 0 | 0.72743 | 0 | 1 | 1 | 1 | 1 | 1 | 1
| 2968 | 1 | 1 | 1 | 1 | 1 | 0.507 | 0.29 | 0 | 0.72743 | 0 | 1 | 1 | 1 | 1 | 1 | 1
| 2969 | 1 | 1 | 1 | 1 | 1 | 0.299 | 0.344 | 0 | 0.72743 | 0 | 1 | 1 | 1 | 1 | 1 | 1
| 2970 | 1 | 1 | 1 | 1 | 1 | 0.105 | 0.437 | 0 | 0.72743 | 0 | 1 | 1 | 1 | 1 | 1 | 1
| 2971 | 1 | 1 | 1 | 1 | 1 | 0.003 | 0.498 | 0 | 0.72743 | 0 | 1 | 1 | 1 | 1 | 1 | 1
| 2972 | 1 | 1 | 1 | 1 | 1 | 0 | 0.532 | 0 | 0.72743 | 0 | 1 | 1 | 1 | 1 | 1 | 1
| 2973 | 1 | 1 | 1 | 1 | 1 | 0 | 0.536 | 0 | 0.72743 | 0 | 1 | 1 | 1 | 1 | 1 | 1
| 2974 | 1 | 1 | 1 | 1 | 1 | 0 | 0.479 | 0 | 0.72743 | 0 | 1 | 1 | 1 | 1 | 1 | 1
| 2975 | 1 | 1 | 1 | 1 | 1 | 0 | 0.468 | 0 | 0.72743 | 0 | 1 | 1 | 1 | 1 | 1 | 1
| 2976 | 1 | 1 | 1 | 1 | 1 | 0 | 0.404 | 0 | 0.72743 | 0 | 1 | 1 | 1 | 1 | 1 | 1
| 2977 | 1 | 1 | 1 | 1 | 1 | 0 | 0.359 | 0 | 0.72743 | 0 | 1 | 1 | 1 | 1 | 1 | 1
| 2978 | 1 | 1 | 1 | 1 | 1 | 0 | 0.346 | 0 | 0.72743 | 0 | 1 | 1 | 1 | 1 | 1 | 1
| 2979 | 1 | 1 | 1 | 1 | 1 | 0 | 0.274 | 0 | 0.72743 | 0 | 1 | 1 | 1 | 1 | 1 | 1
| 2980 | 1 | 1 | 1 | 1 | 1 | 0 | 0.206 | 0 | 0.72743 | 0 | 1 | 1 | 1 | 1 | 1 | 1
| 2981 | 1 | 1 | 1 | 1 | 1 | 0 | 0.154 | 0 | 0.72743 | 0 | 1 | 1 | 1 | 1 | 1 | 1
| 2982 | 1 | 1 | 1 | 1 | 1 | 0 | 0.106 | 0 | 0.72743 | 0 | 1 | 1 | 1 | 1 | 1 | 1
| 2983 | 1 | 1 | 1 | 1 | 1 | 0.004 | 0.073 | 0 | 0.72743 | 0 | 1 | 1 | 1 | 1 | 1 | 1
| 2984 | 1 | 1 | 1 | 1 | 1 | 0.167 | 0.077 | 0 | 0.72743 | 0 | 1 | 1 | 1 | 1 | 1 | 1
| 2985 | 1 | 1 | 1 | 1 | 1 | 0.373 | 0.168 | 0 | 0.72743 | 0 | 1 | 1 | 1 | 1 | 1 | 1
| 2986 | 1 | 1 | 1 | 1 | 1 | 0.452 | 0.24 | 0 | 0.72743 | 0 | 1 | 1 | 1 | 1 | 1 | 1
| 2987 | 1 | 1 | 1 | 1 | 1 | 0.444 | 0.249 | 0 | 0.72743 | 0 | 1 | 1 | 1 | 1 | 1 | 1
| 2988 | 1 | 1 | 1 | 1 | 1 | 0.519 | 0.224 | 0 | 0.72743 | 0 | 1 | 1 | 1 | 1 | 1 | 1
| 2989 | 1 | 1 | 1 | 1 | 1 | 0.614 | 0.202 | 0 | 0.72743 | 0 | 1 | 1 | 1 | 1 | 1 | 1
| 2990 | 1 | 1 | 1 | 1 | 1 | 0.627 | 0.222 | 0 | 0.72743 | 0 | 1 | 1 | 1 | 1 | 1 | 1
| 2991 | 1 | 1 | 1 | 1 | 1 | 0.609 | 0.261 | 0 | 0.72743 | 0 | 1 | 1 | 1 | 1 | 1 | 1
| 2992 | 1 | 1 | 1 | 1 | 1 | 0.45 | 0.305 | 0 | 0.72743 | 0 | 1 | 1 | 1 | 1 | 1 | 1
| 2993 | 1 | 1 | 1 | 1 | 1 | 0.22 | 0.36 | 0 | 0.72743 | 0 | 1 | 1 | 1 | 1 | 1 | 1
| 2994 | 1 | 1 | 1 | 1 | 1 | 0.094 | 0.405 | 0 | 0.72743 | 0 | 1 | 1 | 1 | 1 | 1 | 1
| 2995 | 1 | 1 | 1 | 1 | 1 | 0.003 | 0.36 | 0 | 0.72743 | 0 | 1 | 1 | 1 | 1 | 1 | 1
| 2996 | 1 | 1 | 1 | 1 | 1 | 0 | 0.309 | 0 | 0.72743 | 0 | 1 | 1 | 1 | 1 | 1 | 1
| 2997 | 1 | 1 | 1 | 1 | 1 | 0 | 0.28 | 0 | 0.72743 | 0 | 1 | 1 | 1 | 1 | 1 | 1
| 2998 | 1 | 1 | 1 | 1 | 1 | 0 | 0.37 | 0 | 0.72743 | 0 | 1 | 1 | 1 | 1 | 1 | 1
| 2999 | 1 | 1 | 1 | 1 | 1 | 0 | 0.545 | 0 | 0.72743 | 0 | 1 | 1 | 1 | 1 | 1 | 1
| 3000 | 1 | 1 | 1 | 1 | 1 | 0 | 0.515 | 0 | 0.72743 | 0 | 1 | 1 | 1 | 1 | 1 | 1
| 3001 | 1 | 1 | 1 | 1 | 1 | 0 | 0.222 | 0 | 0.72743 | 0 | 1 | 1 | 1 | 1 | 1 | 1
| 3002 | 1 | 1 | 1 | 1 | 1 | 0 | 0.076 | 0 | 0.72743 | 0 | 1 | 1 | 1 | 1 | 1 | 1
| 3003 | 1 | 1 | 1 | 1 | 1 | 0 | 0.121 | 0 | 0.72743 | 0 | 1 | 1 | 1 | 1 | 1 | 1
| 3004 | 1 | 1 | 1 | 1 | 1 | 0 | 0.287 | 0 | 0.72743 | 0 | 1 | 1 | 1 | 1 | 1 | 1
| 3005 | 1 | 1 | 1 | 1 | 1 | 0 | 0.305 | 0 | 0.72743 | 0 | 1 | 1 | 1 | 1 | 1 | 1
| 3006 | 1 | 1 | 1 | 1 | 1 | 0 | 0.186 | 0 | 0.72743 | 0 | 1 | 1 | 1 | 1 | 1 | 1
| 3007 | 1 | 1 | 1 | 1 | 1 | 0 | 0.107 | 0 | 0.72743 | 0 | 1 | 1 | 1 | 1 | 1 | 1
| 3008 | 1 | 1 | 1 | 1 | 1 | 0.044 | 0.101 | 0 | 0.72743 | 0 | 1 | 1 | 1 | 1 | 1 | 1
| 3009 | 1 | 1 | 1 | 1 | 1 | 0.149 | 0.242 | 0 | 0.72743 | 0 | 1 | 1 | 1 | 1 | 1 | 1
| 3010 | 1 | 1 | 1 | 1 | 1 | 0.348 | 0.334 | 0 | 0.72743 | 0 | 1 | 1 | 1 | 1 | 1 | 1
| 3011 | 1 | 1 | 1 | 1 | 1 | 0.58 | 0.312 | 0 | 0.72743 | 0 | 1 | 1 | 1 | 1 | 1 | 1
| 3012 | 1 | 1 | 1 | 1 | 1 | 0.689 | 0.273 | 0 | 0.72743 | 0 | 1 | 1 | 1 | 1 | 1 | 1
| 3013 | 1 | 1 | 1 | 1 | 1 | 0.719 | 0.26 | 0 | 0.72743 | 0 | 1 | 1 | 1 | 1 | 1 | 1
| 3014 | 1 | 1 | 1 | 1 | 1 | 0.693 | 0.278 | 0 | 0.72743 | 0 | 1 | 1 | 1 | 1 | 1 | 1
| 3015 | 1 | 1 | 1 | 1 | 1 | 0.647 | 0.305 | 0 | 0.72743 | 0 | 1 | 1 | 1 | 1 | 1 | 1
| 3016 | 1 | 1 | 1 | 1 | 1 | 0.554 | 0.334 | 0 | 0.72743 | 0 | 1 | 1 | 1 | 1 | 1 | 1
| 3017 | 1 | 1 | 1 | 1 | 1 | 0.418 | 0.377 | 0 | 0.72743 | 0 | 1 | 1 | 1 | 1 | 1 | 1
| 3018 | 1 | 1 | 1 | 1 | 1 | 0.22 | 0.425 | 0 | 0.72743 | 0 | 1 | 1 | 1 | 1 | 1 | 1
| 3019 | 1 | 1 | 1 | 1 | 1 | 0.007 | 0.473 | 0 | 0.72743 | 0 | 1 | 1 | 1 | 1 | 1 | 1
| 3020 | 1 | 1 | 1 | 1 | 1 | 0 | 0.504 | 0 | 0.72743 | 0 | 1 | 1 | 1 | 1 | 1 | 1
| 3021 | 1 | 1 | 1 | 1 | 1 | 0 | 0.408 | 0 | 0.72743 | 0 | 1 | 1 | 1 | 1 | 1 | 1
| 3022 | 1 | 1 | 1 | 1 | 1 | 0 | 0.285 | 0 | 0.72743 | 0 | 1 | 1 | 1 | 1 | 1 | 1
| 3023 | 1 | 1 | 1 | 1 | 1 | 0 | 0.214 | 0 | 0.72743 | 0 | 1 | 1 | 1 | 1 | 1 | 1
| 3024 | 1 | 1 | 1 | 1 | 1 | 0 | 0.21 | 0 | 0.72743 | 0 | 1 | 1 | 1 | 1 | 1 | 1
| 3025 | 1 | 1 | 1 | 1 | 1 | 0 | 0.251 | 0 | 0.72743 | 0 | 1 | 1 | 1 | 1 | 1 | 1
| 3026 | 1 | 1 | 1 | 1 | 1 | 0 | 0.261 | 0 | 0.72743 | 0 | 1 | 1 | 1 | 1 | 1 | 1
| 3027 | 1 | 1 | 1 | 1 | 1 | 0 | 0.265 | 0 | 0.72743 | 0 | 1 | 1 | 1 | 1 | 1 | 1
| 3028 | 1 | 1 | 1 | 1 | 1 | 0 | 0.319 | 0 | 0.72743 | 0 | 1 | 1 | 1 | 1 | 1 | 1
| 3029 | 1 | 1 | 1 | 1 | 1 | 0 | 0.308 | 0 | 0.72743 | 0 | 1 | 1 | 1 | 1 | 1 | 1
| 3030 | 1 | 1 | 1 | 1 | 1 | 0 | 0.223 | 0 | 0.72743 | 0 | 1 | 1 | 1 | 1 | 1 | 1
| 3031 | 1 | 1 | 1 | 1 | 1 | 0.002 | 0.155 | 0 | 0.72743 | 0 | 1 | 1 | 1 | 1 | 1 | 1
| 3032 | 1 | 1 | 1 | 1 | 1 | 0.129 | 0.182 | 0 | 0.72743 | 0 | 1 | 1 | 1 | 1 | 1 | 1
| 3033 | 1 | 1 | 1 | 1 | 1 | 0.41 | 0.264 | 0 | 0.72743 | 0 | 1 | 1 | 1 | 1 | 1 | 1
| 3034 | 1 | 1 | 1 | 1 | 1 | 0.578 | 0.295 | 0 | 0.72743 | 0 | 1 | 1 | 1 | 1 | 1 | 1
| 3035 | 1 | 1 | 1 | 1 | 1 | 0.685 | 0.314 | 0 | 0.72743 | 0 | 1 | 1 | 1 | 1 | 1 | 1
| 3036 | 1 | 1 | 1 | 1 | 1 | 0.752 | 0.337 | 0 | 0.72743 | 0 | 1 | 1 | 1 | 1 | 1 | 1
| 3037 | 1 | 1 | 1 | 1 | 1 | 0.766 | 0.325 | 0 | 0.72743 | 0 | 1 | 1 | 1 | 1 | 1 | 1
| 3038 | 1 | 1 | 1 | 1 | 1 | 0.737 | 0.297 | 0 | 0.72743 | 0 | 1 | 1 | 1 | 1 | 1 | 1
| 3039 | 1 | 1 | 1 | 1 | 1 | 0.658 | 0.274 | 0 | 0.72743 | 0 | 1 | 1 | 1 | 1 | 1 | 1
| 3040 | 1 | 1 | 1 | 1 | 1 | 0.541 | 0.248 | 0 | 0.72743 | 0 | 1 | 1 | 1 | 1 | 1 | 1
| 3041 | 1 | 1 | 1 | 1 | 1 | 0.391 | 0.233 | 0 | 0.72743 | 0 | 1 | 1 | 1 | 1 | 1 | 1
| 3042 | 1 | 1 | 1 | 1 | 1 | 0.187 | 0.241 | 0 | 0.72743 | 0 | 1 | 1 | 1 | 1 | 1 | 1
| 3043 | 1 | 1 | 1 | 1 | 1 | 0.008 | 0.321 | 0 | 0.72743 | 0 | 1 | 1 | 1 | 1 | 1 | 1
| 3044 | 1 | 1 | 1 | 1 | 1 | 0 | 0.47 | 0 | 0.72743 | 0 | 1 | 1 | 1 | 1 | 1 | 1
| 3045 | 1 | 1 | 1 | 1 | 1 | 0 | 0.523 | 0 | 0.72743 | 0 | 1 | 1 | 1 | 1 | 1 | 1
| 3046 | 1 | 1 | 1 | 1 | 1 | 0 | 0.398 | 0 | 0.72743 | 0 | 1 | 1 | 1 | 1 | 1 | 1
| 3047 | 1 | 1 | 1 | 1 | 1 | 0 | 0.237 | 0 | 0.72743 | 0 | 1 | 1 | 1 | 1 | 1 | 1
| 3048 | 1 | 1 | 1 | 1 | 1 | 0 | 0.152 | 0 | 0.72743 | 0 | 1 | 1 | 1 | 1 | 1 | 1
| 3049 | 1 | 1 | 1 | 1 | 1 | 0 | 0.096 | 0 | 0.72743 | 0 | 1 | 1 | 1 | 1 | 1 | 1
| 3050 | 1 | 1 | 1 | 1 | 1 | 0 | 0.14 | 0 | 0.72743 | 0 | 1 | 1 | 1 | 1 | 1 | 1
| 3051 | 1 | 1 | 1 | 1 | 1 | 0 | 0.211 | 0 | 0.72743 | 0 | 1 | 1 | 1 | 1 | 1 | 1
| 3052 | 1 | 1 | 1 | 1 | 1 | 0 | 0.238 | 0 | 0.72743 | 0 | 1 | 1 | 1 | 1 | 1 | 1
| 3053 | 1 | 1 | 1 | 1 | 1 | 0 | 0.219 | 0 | 0.72743 | 0 | 1 | 1 | 1 | 1 | 1 | 1
| 3054 | 1 | 1 | 1 | 1 | 1 | 0 | 0.187 | 0 | 0.72743 | 0 | 1 | 1 | 1 | 1 | 1 | 1
| 3055 | 1 | 1 | 1 | 1 | 1 | 0.003 | 0.127 | 0 | 0.72743 | 0 | 1 | 1 | 1 | 1 | 1 | 1
| 3056 | 1 | 1 | 1 | 1 | 1 | 0.139 | 0.107 | 0 | 0.72743 | 0 | 1 | 1 | 1 | 1 | 1 | 1
| 3057 | 1 | 1 | 1 | 1 | 1 | 0.409 | 0.105 | 0 | 0.72743 | 0 | 1 | 1 | 1 | 1 | 1 | 1
| 3058 | 1 | 1 | 1 | 1 | 1 | 0.571 | 0.098 | 0 | 0.72743 | 0 | 1 | 1 | 1 | 1 | 1 | 1
| 3059 | 1 | 1 | 1 | 1 | 1 | 0.672 | 0.099 | 0 | 0.72743 | 0 | 1 | 1 | 1 | 1 | 1 | 1
| 3060 | 1 | 1 | 1 | 1 | 1 | 0.7 | 0.105 | 0 | 0.72743 | 0 | 1 | 1 | 1 | 1 | 1 | 1
| 3061 | 1 | 1 | 1 | 1 | 1 | 0.688 | 0.111 | 0 | 0.72743 | 0 | 1 | 1 | 1 | 1 | 1 | 1
| 3062 | 1 | 1 | 1 | 1 | 1 | 0.664 | 0.114 | 0 | 0.72743 | 0 | 1 | 1 | 1 | 1 | 1 | 1
| 3063 | 1 | 1 | 1 | 1 | 1 | 0.608 | 0.115 | 0 | 0.72743 | 0 | 1 | 1 | 1 | 1 | 1 | 1
| 3064 | 1 | 1 | 1 | 1 | 1 | 0.487 | 0.118 | 0 | 0.72743 | 0 | 1 | 1 | 1 | 1 | 1 | 1
| 3065 | 1 | 1 | 1 | 1 | 1 | 0.328 | 0.133 | 0 | 0.72743 | 0 | 1 | 1 | 1 | 1 | 1 | 1
| 3066 | 1 | 1 | 1 | 1 | 1 | 0.111 | 0.176 | 0 | 0.72743 | 0 | 1 | 1 | 1 | 1 | 1 | 1
| 3067 | 1 | 1 | 1 | 1 | 1 | 0.004 | 0.294 | 0 | 0.72743 | 0 | 1 | 1 | 1 | 1 | 1 | 1
| 3068 | 1 | 1 | 1 | 1 | 1 | 0 | 0.442 | 0 | 0.72743 | 0 | 1 | 1 | 1 | 1 | 1 | 1
| 3069 | 1 | 1 | 1 | 1 | 1 | 0 | 0.511 | 0 | 0.72743 | 0 | 1 | 1 | 1 | 1 | 1 | 1
| 3070 | 1 | 1 | 1 | 1 | 1 | 0 | 0.436 | 0 | 0.72743 | 0 | 1 | 1 | 1 | 1 | 1 | 1
| 3071 | 1 | 1 | 1 | 1 | 1 | 0 | 0.355 | 0 | 0.72743 | 0 | 1 | 1 | 1 | 1 | 1 | 1
| 3072 | 1 | 1 | 1 | 1 | 1 | 0 | 0.259 | 0 | 0.72743 | 0 | 1 | 1 | 1 | 1 | 1 | 1
| 3073 | 1 | 1 | 1 | 1 | 1 | 0 | 0.144 | 0 | 0.72743 | 0 | 1 | 1 | 1 | 1 | 1 | 1
| 3074 | 1 | 1 | 1 | 1 | 1 | 0 | 0.084 | 0 | 0.72743 | 0 | 1 | 1 | 1 | 1 | 1 | 1
| 3075 | 1 | 1 | 1 | 1 | 1 | 0 | 0.062 | 0 | 0.72743 | 0 | 1 | 1 | 1 | 1 | 1 | 1
| 3076 | 1 | 1 | 1 | 1 | 1 | 0 | 0.054 | 0 | 0.72743 | 0 | 1 | 1 | 1 | 1 | 1 | 1
| 3077 | 1 | 1 | 1 | 1 | 1 | 0 | 0.041 | 0 | 0.72743 | 0 | 1 | 1 | 1 | 1 | 1 | 1
| 3078 | 1 | 1 | 1 | 1 | 1 | 0 | 0.018 | 0 | 0.72743 | 0 | 1 | 1 | 1 | 1 | 1 | 1
| 3079 | 1 | 1 | 1 | 1 | 1 | 0.003 | 0.004 | 0 | 0.72743 | 0 | 1 | 1 | 1 | 1 | 1 | 1
| 3080 | 1 | 1 | 1 | 1 | 1 | 0.166 | 0.005 | 0 | 0.72743 | 0 | 1 | 1 | 1 | 1 | 1 | 1
| 3081 | 1 | 1 | 1 | 1 | 1 | 0.428 | 0.034 | 0 | 0.72743 | 0 | 1 | 1 | 1 | 1 | 1 | 1
| 3082 | 1 | 1 | 1 | 1 | 1 | 0.572 | 0.054 | 0 | 0.72743 | 0 | 1 | 1 | 1 | 1 | 1 | 1
| 3083 | 1 | 1 | 1 | 1 | 1 | 0.658 | 0.065 | 0 | 0.72743 | 0 | 1 | 1 | 1 | 1 | 1 | 1
| 3084 | 1 | 1 | 1 | 1 | 1 | 0.719 | 0.072 | 0 | 0.72743 | 0 | 1 | 1 | 1 | 1 | 1 | 1
| 3085 | 1 | 1 | 1 | 1 | 1 | 0.721 | 0.073 | 0 | 0.72743 | 0 | 1 | 1 | 1 | 1 | 1 | 1
| 3086 | 1 | 1 | 1 | 1 | 1 | 0.65 | 0.076 | 0 | 0.72743 | 0 | 1 | 1 | 1 | 1 | 1 | 1
| 3087 | 1 | 1 | 1 | 1 | 1 | 0.594 | 0.084 | 0 | 0.72743 | 0 | 1 | 1 | 1 | 1 | 1 | 1
| 3088 | 1 | 1 | 1 | 1 | 1 | 0.472 | 0.094 | 0 | 0.72743 | 0 | 1 | 1 | 1 | 1 | 1 | 1
| 3089 | 1 | 1 | 1 | 1 | 1 | 0.313 | 0.117 | 0 | 0.72743 | 0 | 1 | 1 | 1 | 1 | 1 | 1
| 3090 | 1 | 1 | 1 | 1 | 1 | 0.134 | 0.158 | 0 | 0.72743 | 0 | 1 | 1 | 1 | 1 | 1 | 1
| 3091 | 1 | 1 | 1 | 1 | 1 | 0.004 | 0.232 | 0 | 0.72743 | 0 | 1 | 1 | 1 | 1 | 1 | 1
| 3092 | 1 | 1 | 1 | 1 | 1 | 0 | 0.317 | 0 | 0.72743 | 0 | 1 | 1 | 1 | 1 | 1 | 1
| 3093 | 1 | 1 | 1 | 1 | 1 | 0 | 0.349 | 0 | 0.72743 | 0 | 1 | 1 | 1 | 1 | 1 | 1
| 3094 | 1 | 1 | 1 | 1 | 1 | 0 | 0.336 | 0 | 0.72743 | 0 | 1 | 1 | 1 | 1 | 1 | 1
| 3095 | 1 | 1 | 1 | 1 | 1 | 0 | 0.278 | 0 | 0.72743 | 0 | 1 | 1 | 1 | 1 | 1 | 1
| 3096 | 1 | 1 | 1 | 1 | 1 | 0 | 0.17 | 0 | 0.72743 | 0 | 1 | 1 | 1 | 1 | 1 | 1
| 3097 | 1 | 1 | 1 | 1 | 1 | 0 | 0.103 | 0 | 0.72743 | 0 | 1 | 1 | 1 | 1 | 1 | 1
| 3098 | 1 | 1 | 1 | 1 | 1 | 0 | 0.112 | 0 | 0.72743 | 0 | 1 | 1 | 1 | 1 | 1 | 1
| 3099 | 1 | 1 | 1 | 1 | 1 | 0 | 0.138 | 0 | 0.72743 | 0 | 1 | 1 | 1 | 1 | 1 | 1
| 3100 | 1 | 1 | 1 | 1 | 1 | 0 | 0.201 | 0 | 0.72743 | 0 | 1 | 1 | 1 | 1 | 1 | 1
| 3101 | 1 | 1 | 1 | 1 | 1 | 0 | 0.247 | 0 | 0.72743 | 0 | 1 | 1 | 1 | 1 | 1 | 1
| 3102 | 1 | 1 | 1 | 1 | 1 | 0 | 0.228 | 0 | 0.72743 | 0 | 1 | 1 | 1 | 1 | 1 | 1
| 3103 | 1 | 1 | 1 | 1 | 1 | 0.001 | 0.219 | 0 | 0.72743 | 0 | 1 | 1 | 1 | 1 | 1 | 1
| 3104 | 1 | 1 | 1 | 1 | 1 | 0.07 | 0.274 | 0 | 0.72743 | 0 | 1 | 1 | 1 | 1 | 1 | 1
| 3105 | 1 | 1 | 1 | 1 | 1 | 0.181 | 0.342 | 0 | 0.72743 | 0 | 1 | 1 | 1 | 1 | 1 | 1
| 3106 | 1 | 1 | 1 | 1 | 1 | 0.276 | 0.358 | 0 | 0.72743 | 0 | 1 | 1 | 1 | 1 | 1 | 1
| 3107 | 1 | 1 | 1 | 1 | 1 | 0.363 | 0.334 | 0 | 0.72743 | 0 | 1 | 1 | 1 | 1 | 1 | 1
| 3108 | 1 | 1 | 1 | 1 | 1 | 0.428 | 0.306 | 0 | 0.72743 | 0 | 1 | 1 | 1 | 1 | 1 | 1
| 3109 | 1 | 1 | 1 | 1 | 1 | 0.439 | 0.281 | 0 | 0.72743 | 0 | 1 | 1 | 1 | 1 | 1 | 1
| 3110 | 1 | 1 | 1 | 1 | 1 | 0.417 | 0.272 | 0 | 0.72743 | 0 | 1 | 1 | 1 | 1 | 1 | 1
| 3111 | 1 | 1 | 1 | 1 | 1 | 0.384 | 0.267 | 0 | 0.72743 | 0 | 1 | 1 | 1 | 1 | 1 | 1
| 3112 | 1 | 1 | 1 | 1 | 1 | 0.313 | 0.275 | 0 | 0.72743 | 0 | 1 | 1 | 1 | 1 | 1 | 1
| 3113 | 1 | 1 | 1 | 1 | 1 | 0.215 | 0.298 | 0 | 0.72743 | 0 | 1 | 1 | 1 | 1 | 1 | 1
| 3114 | 1 | 1 | 1 | 1 | 1 | 0.097 | 0.332 | 0 | 0.72743 | 0 | 1 | 1 | 1 | 1 | 1 | 1
| 3115 | 1 | 1 | 1 | 1 | 1 | 0.004 | 0.37 | 0 | 0.72743 | 0 | 1 | 1 | 1 | 1 | 1 | 1
| 3116 | 1 | 1 | 1 | 1 | 1 | 0 | 0.454 | 0 | 0.72743 | 0 | 1 | 1 | 1 | 1 | 1 | 1
| 3117 | 1 | 1 | 1 | 1 | 1 | 0 | 0.516 | 0 | 0.72743 | 0 | 1 | 1 | 1 | 1 | 1 | 1
| 3118 | 1 | 1 | 1 | 1 | 1 | 0 | 0.513 | 0 | 0.72743 | 0 | 1 | 1 | 1 | 1 | 1 | 1
| 3119 | 1 | 1 | 1 | 1 | 1 | 0 | 0.422 | 0 | 0.72743 | 0 | 1 | 1 | 1 | 1 | 1 | 1
| 3120 | 1 | 1 | 1 | 1 | 1 | 0 | 0.378 | 0 | 0.72743 | 0 | 1 | 1 | 1 | 1 | 1 | 1
| 3121 | 1 | 1 | 1 | 1 | 1 | 0 | 0.354 | 0 | 0.72743 | 0 | 1 | 1 | 1 | 1 | 1 | 1
| 3122 | 1 | 1 | 1 | 1 | 1 | 0 | 0.32 | 0 | 0.72743 | 0 | 1 | 1 | 1 | 1 | 1 | 1
| 3123 | 1 | 1 | 1 | 1 | 1 | 0 | 0.192 | 0 | 0.72743 | 0 | 1 | 1 | 1 | 1 | 1 | 1
| 3124 | 1 | 1 | 1 | 1 | 1 | 0 | 0.1 | 0 | 0.72743 | 0 | 1 | 1 | 1 | 1 | 1 | 1
| 3125 | 1 | 1 | 1 | 1 | 1 | 0 | 0.056 | 0 | 0.72743 | 0 | 1 | 1 | 1 | 1 | 1 | 1
| 3126 | 1 | 1 | 1 | 1 | 1 | 0 | 0.033 | 0 | 0.72743 | 0 | 1 | 1 | 1 | 1 | 1 | 1
| 3127 | 1 | 1 | 1 | 1 | 1 | 0.005 | 0.022 | 0 | 0.72743 | 0 | 1 | 1 | 1 | 1 | 1 | 1
| 3128 | 1 | 1 | 1 | 1 | 1 | 0.208 | 0.051 | 0 | 0.72743 | 0 | 1 | 1 | 1 | 1 | 1 | 1
| 3129 | 1 | 1 | 1 | 1 | 1 | 0.44 | 0.249 | 0 | 0.72743 | 0 | 1 | 1 | 1 | 1 | 1 | 1
| 3130 | 1 | 1 | 1 | 1 | 1 | 0.539 | 0.289 | 0 | 0.72743 | 0 | 1 | 1 | 1 | 1 | 1 | 1
| 3131 | 1 | 1 | 1 | 1 | 1 | 0.576 | 0.296 | 0 | 0.72743 | 0 | 1 | 1 | 1 | 1 | 1 | 1
| 3132 | 1 | 1 | 1 | 1 | 1 | 0.609 | 0.291 | 0 | 0.72743 | 0 | 1 | 1 | 1 | 1 | 1 | 1
| 3133 | 1 | 1 | 1 | 1 | 1 | 0.578 | 0.274 | 0 | 0.72743 | 0 | 1 | 1 | 1 | 1 | 1 | 1
| 3134 | 1 | 1 | 1 | 1 | 1 | 0.534 | 0.25 | 0 | 0.72743 | 0 | 1 | 1 | 1 | 1 | 1 | 1
| 3135 | 1 | 1 | 1 | 1 | 1 | 0.465 | 0.224 | 0 | 0.72743 | 0 | 1 | 1 | 1 | 1 | 1 | 1
| 3136 | 1 | 1 | 1 | 1 | 1 | 0.371 | 0.196 | 0 | 0.72743 | 0 | 1 | 1 | 1 | 1 | 1 | 1
| 3137 | 1 | 1 | 1 | 1 | 1 | 0.251 | 0.167 | 0 | 0.72743 | 0 | 1 | 1 | 1 | 1 | 1 | 1
| 3138 | 1 | 1 | 1 | 1 | 1 | 0.121 | 0.143 | 0 | 0.72743 | 0 | 1 | 1 | 1 | 1 | 1 | 1
| 3139 | 1 | 1 | 1 | 1 | 1 | 0.005 | 0.161 | 0 | 0.72743 | 0 | 1 | 1 | 1 | 1 | 1 | 1
| 3140 | 1 | 1 | 1 | 1 | 1 | 0 | 0.246 | 0 | 0.72743 | 0 | 1 | 1 | 1 | 1 | 1 | 1
| 3141 | 1 | 1 | 1 | 1 | 1 | 0 | 0.325 | 0 | 0.72743 | 0 | 1 | 1 | 1 | 1 | 1 | 1
| 3142 | 1 | 1 | 1 | 1 | 1 | 0 | 0.328 | 0 | 0.72743 | 0 | 1 | 1 | 1 | 1 | 1 | 1
| 3143 | 1 | 1 | 1 | 1 | 1 | 0 | 0.267 | 0 | 0.72743 | 0 | 1 | 1 | 1 | 1 | 1 | 1
| 3144 | 1 | 1 | 1 | 1 | 1 | 0 | 0.291 | 0 | 0.72743 | 0 | 1 | 1 | 1 | 1 | 1 | 1
| 3145 | 1 | 1 | 1 | 1 | 1 | 0 | 0.323 | 0 | 0.72743 | 0 | 1 | 1 | 1 | 1 | 1 | 1
| 3146 | 1 | 1 | 1 | 1 | 1 | 0 | 0.306 | 0 | 0.72743 | 0 | 1 | 1 | 1 | 1 | 1 | 1
| 3147 | 1 | 1 | 1 | 1 | 1 | 0 | 0.207 | 0 | 0.72743 | 0 | 1 | 1 | 1 | 1 | 1 | 1
| 3148 | 1 | 1 | 1 | 1 | 1 | 0 | 0.103 | 0 | 0.72743 | 0 | 1 | 1 | 1 | 1 | 1 | 1
| 3149 | 1 | 1 | 1 | 1 | 1 | 0 | 0.041 | 0 | 0.72743 | 0 | 1 | 1 | 1 | 1 | 1 | 1
| 3150 | 1 | 1 | 1 | 1 | 1 | 0 | 0.014 | 0 | 0.72743 | 0 | 1 | 1 | 1 | 1 | 1 | 1
| 3151 | 1 | 1 | 1 | 1 | 1 | 0.006 | 0.005 | 0 | 0.72743 | 0 | 1 | 1 | 1 | 1 | 1 | 1
| 3152 | 1 | 1 | 1 | 1 | 1 | 0.208 | 0.009 | 0 | 0.72743 | 0 | 1 | 1 | 1 | 1 | 1 | 1
| 3153 | 1 | 1 | 1 | 1 | 1 | 0.432 | 0.06 | 0 | 0.72743 | 0 | 1 | 1 | 1 | 1 | 1 | 1
| 3154 | 1 | 1 | 1 | 1 | 1 | 0.596 | 0.093 | 0 | 0.72743 | 0 | 1 | 1 | 1 | 1 | 1 | 1
| 3155 | 1 | 1 | 1 | 1 | 1 | 0.698 | 0.113 | 0 | 0.72743 | 0 | 1 | 1 | 1 | 1 | 1 | 1
| 3156 | 1 | 1 | 1 | 1 | 1 | 0.74 | 0.14 | 0 | 0.72743 | 0 | 1 | 1 | 1 | 1 | 1 | 1
| 3157 | 1 | 1 | 1 | 1 | 1 | 0.722 | 0.169 | 0 | 0.72743 | 0 | 1 | 1 | 1 | 1 | 1 | 1
| 3158 | 1 | 1 | 1 | 1 | 1 | 0.698 | 0.196 | 0 | 0.72743 | 0 | 1 | 1 | 1 | 1 | 1 | 1
| 3159 | 1 | 1 | 1 | 1 | 1 | 0.629 | 0.227 | 0 | 0.72743 | 0 | 1 | 1 | 1 | 1 | 1 | 1
| 3160 | 1 | 1 | 1 | 1 | 1 | 0.464 | 0.261 | 0 | 0.72743 | 0 | 1 | 1 | 1 | 1 | 1 | 1
| 3161 | 1 | 1 | 1 | 1 | 1 | 0.309 | 0.297 | 0 | 0.72743 | 0 | 1 | 1 | 1 | 1 | 1 | 1
| 3162 | 1 | 1 | 1 | 1 | 1 | 0.178 | 0.346 | 0 | 0.72743 | 0 | 1 | 1 | 1 | 1 | 1 | 1
| 3163 | 1 | 1 | 1 | 1 | 1 | 0.007 | 0.406 | 0 | 0.72743 | 0 | 1 | 1 | 1 | 1 | 1 | 1
| 3164 | 1 | 1 | 1 | 1 | 1 | 0 | 0.498 | 0 | 0.72743 | 0 | 1 | 1 | 1 | 1 | 1 | 1
| 3165 | 1 | 1 | 1 | 1 | 1 | 0 | 0.522 | 0 | 0.72743 | 0 | 1 | 1 | 1 | 1 | 1 | 1
| 3166 | 1 | 1 | 1 | 1 | 1 | 0 | 0.431 | 0 | 0.72743 | 0 | 1 | 1 | 1 | 1 | 1 | 1
| 3167 | 1 | 1 | 1 | 1 | 1 | 0 | 0.305 | 0 | 0.72743 | 0 | 1 | 1 | 1 | 1 | 1 | 1
| 3168 | 1 | 1 | 1 | 1 | 1 | 0 | 0.192 | 0 | 0.72743 | 0 | 1 | 1 | 1 | 1 | 1 | 1
| 3169 | 1 | 1 | 1 | 1 | 1 | 0 | 0.115 | 0 | 0.72743 | 0 | 1 | 1 | 1 | 1 | 1 | 1
| 3170 | 1 | 1 | 1 | 1 | 1 | 0 | 0.063 | 0 | 0.72743 | 0 | 1 | 1 | 1 | 1 | 1 | 1
| 3171 | 1 | 1 | 1 | 1 | 1 | 0 | 0.029 | 0 | 0.72743 | 0 | 1 | 1 | 1 | 1 | 1 | 1
| 3172 | 1 | 1 | 1 | 1 | 1 | 0 | 0.023 | 0 | 0.72743 | 0 | 1 | 1 | 1 | 1 | 1 | 1
| 3173 | 1 | 1 | 1 | 1 | 1 | 0 | 0.02 | 0 | 0.72743 | 0 | 1 | 1 | 1 | 1 | 1 | 1
| 3174 | 1 | 1 | 1 | 1 | 1 | 0 | 0.016 | 0 | 0.72743 | 0 | 1 | 1 | 1 | 1 | 1 | 1
| 3175 | 1 | 1 | 1 | 1 | 1 | 0.004 | 0.01 | 0 | 0.72743 | 0 | 1 | 1 | 1 | 1 | 1 | 1
| 3176 | 1 | 1 | 1 | 1 | 1 | 0.155 | 0.007 | 0 | 0.72743 | 0 | 1 | 1 | 1 | 1 | 1 | 1
| 3177 | 1 | 1 | 1 | 1 | 1 | 0.415 | 0.016 | 0 | 0.72743 | 0 | 1 | 1 | 1 | 1 | 1 | 1
| 3178 | 1 | 1 | 1 | 1 | 1 | 0.576 | 0.039 | 0 | 0.72743 | 0 | 1 | 1 | 1 | 1 | 1 | 1
| 3179 | 1 | 1 | 1 | 1 | 1 | 0.663 | 0.079 | 0 | 0.72743 | 0 | 1 | 1 | 1 | 1 | 1 | 1
| 3180 | 1 | 1 | 1 | 1 | 1 | 0.713 | 0.119 | 0 | 0.72743 | 0 | 1 | 1 | 1 | 1 | 1 | 1
| 3181 | 1 | 1 | 1 | 1 | 1 | 0.696 | 0.159 | 0 | 0.72743 | 0 | 1 | 1 | 1 | 1 | 1 | 1
| 3182 | 1 | 1 | 1 | 1 | 1 | 0.606 | 0.217 | 0 | 0.72743 | 0 | 1 | 1 | 1 | 1 | 1 | 1
| 3183 | 1 | 1 | 1 | 1 | 1 | 0.45 | 0.291 | 0 | 0.72743 | 0 | 1 | 1 | 1 | 1 | 1 | 1
| 3184 | 1 | 1 | 1 | 1 | 1 | 0.341 | 0.367 | 0 | 0.72743 | 0 | 1 | 1 | 1 | 1 | 1 | 1
| 3185 | 1 | 1 | 1 | 1 | 1 | 0.226 | 0.455 | 0 | 0.72743 | 0 | 1 | 1 | 1 | 1 | 1 | 1
| 3186 | 1 | 1 | 1 | 1 | 1 | 0.094 | 0.53 | 0 | 0.72743 | 0 | 1 | 1 | 1 | 1 | 1 | 1
| 3187 | 1 | 1 | 1 | 1 | 1 | 0.002 | 0.468 | 0 | 0.72743 | 0 | 1 | 1 | 1 | 1 | 1 | 1
| 3188 | 1 | 1 | 1 | 1 | 1 | 0 | 0.375 | 0 | 0.72743 | 0 | 1 | 1 | 1 | 1 | 1 | 1
| 3189 | 1 | 1 | 1 | 1 | 1 | 0 | 0.323 | 0 | 0.72743 | 0 | 1 | 1 | 1 | 1 | 1 | 1
| 3190 | 1 | 1 | 1 | 1 | 1 | 0 | 0.264 | 0 | 0.72743 | 0 | 1 | 1 | 1 | 1 | 1 | 1
| 3191 | 1 | 1 | 1 | 1 | 1 | 0 | 0.204 | 0 | 0.72743 | 0 | 1 | 1 | 1 | 1 | 1 | 1
| 3192 | 1 | 1 | 1 | 1 | 1 | 0 | 0.203 | 0 | 0.72743 | 0 | 1 | 1 | 1 | 1 | 1 | 1
| 3193 | 1 | 1 | 1 | 1 | 1 | 0 | 0.386 | 0 | 0.72743 | 0 | 1 | 1 | 1 | 1 | 1 | 1
| 3194 | 1 | 1 | 1 | 1 | 1 | 0 | 0.517 | 0 | 0.72743 | 0 | 1 | 1 | 1 | 1 | 1 | 1
| 3195 | 1 | 1 | 1 | 1 | 1 | 0 | 0.462 | 0 | 0.72743 | 0 | 1 | 1 | 1 | 1 | 1 | 1
| 3196 | 1 | 1 | 1 | 1 | 1 | 0 | 0.308 | 0 | 0.72743 | 0 | 1 | 1 | 1 | 1 | 1 | 1
| 3197 | 1 | 1 | 1 | 1 | 1 | 0 | 0.245 | 0 | 0.72743 | 0 | 1 | 1 | 1 | 1 | 1 | 1
| 3198 | 1 | 1 | 1 | 1 | 1 | 0 | 0.187 | 0 | 0.72743 | 0 | 1 | 1 | 1 | 1 | 1 | 1
| 3199 | 1 | 1 | 1 | 1 | 1 | 0.003 | 0.186 | 0 | 0.72743 | 0 | 1 | 1 | 1 | 1 | 1 | 1
| 3200 | 1 | 1 | 1 | 1 | 1 | 0.153 | 0.223 | 0 | 0.72743 | 0 | 1 | 1 | 1 | 1 | 1 | 1
| 3201 | 1 | 1 | 1 | 1 | 1 | 0.418 | 0.291 | 0 | 0.72743 | 0 | 1 | 1 | 1 | 1 | 1 | 1
| 3202 | 1 | 1 | 1 | 1 | 1 | 0.593 | 0.312 | 0 | 0.72743 | 0 | 1 | 1 | 1 | 1 | 1 | 1
| 3203 | 1 | 1 | 1 | 1 | 1 | 0.691 | 0.305 | 0 | 0.72743 | 0 | 1 | 1 | 1 | 1 | 1 | 1
| 3204 | 1 | 1 | 1 | 1 | 1 | 0.756 | 0.294 | 0 | 0.72743 | 0 | 1 | 1 | 1 | 1 | 1 | 1
| 3205 | 1 | 1 | 1 | 1 | 1 | 0.776 | 0.28 | 0 | 0.72743 | 0 | 1 | 1 | 1 | 1 | 1 | 1
| 3206 | 1 | 1 | 1 | 1 | 1 | 0.756 | 0.286 | 0 | 0.72743 | 0 | 1 | 1 | 1 | 1 | 1 | 1
| 3207 | 1 | 1 | 1 | 1 | 1 | 0.697 | 0.317 | 0 | 0.72743 | 0 | 1 | 1 | 1 | 1 | 1 | 1
| 3208 | 1 | 1 | 1 | 1 | 1 | 0.597 | 0.371 | 0 | 0.72743 | 0 | 1 | 1 | 1 | 1 | 1 | 1
| 3209 | 1 | 1 | 1 | 1 | 1 | 0.454 | 0.436 | 0 | 0.72743 | 0 | 1 | 1 | 1 | 1 | 1 | 1
| 3210 | 1 | 1 | 1 | 1 | 1 | 0.263 | 0.487 | 0 | 0.72743 | 0 | 1 | 1 | 1 | 1 | 1 | 1
| 3211 | 1 | 1 | 1 | 1 | 1 | 0.017 | 0.545 | 0 | 0.72743 | 0 | 1 | 1 | 1 | 1 | 1 | 1
| 3212 | 1 | 1 | 1 | 1 | 1 | 0 | 0.642 | 0 | 0.72743 | 0 | 1 | 1 | 1 | 1 | 1 | 1
| 3213 | 1 | 1 | 1 | 1 | 1 | 0 | 0.618 | 0 | 0.72743 | 0 | 1 | 1 | 1 | 1 | 1 | 1
| 3214 | 1 | 1 | 1 | 1 | 1 | 0 | 0.506 | 0 | 0.72743 | 0 | 1 | 1 | 1 | 1 | 1 | 1
| 3215 | 1 | 1 | 1 | 1 | 1 | 0 | 0.402 | 0 | 0.72743 | 0 | 1 | 1 | 1 | 1 | 1 | 1
| 3216 | 1 | 1 | 1 | 1 | 1 | 0 | 0.291 | 0 | 0.72743 | 0 | 1 | 1 | 1 | 1 | 1 | 1
| 3217 | 1 | 1 | 1 | 1 | 1 | 0 | 0.266 | 0 | 0.72743 | 0 | 1 | 1 | 1 | 1 | 1 | 1
| 3218 | 1 | 1 | 1 | 1 | 1 | 0 | 0.245 | 0 | 0.72743 | 0 | 1 | 1 | 1 | 1 | 1 | 1
| 3219 | 1 | 1 | 1 | 1 | 1 | 0 | 0.21 | 0 | 0.72743 | 0 | 1 | 1 | 1 | 1 | 1 | 1
| 3220 | 1 | 1 | 1 | 1 | 1 | 0 | 0.181 | 0 | 0.72743 | 0 | 1 | 1 | 1 | 1 | 1 | 1
| 3221 | 1 | 1 | 1 | 1 | 1 | 0 | 0.194 | 0 | 0.72743 | 0 | 1 | 1 | 1 | 1 | 1 | 1
| 3222 | 1 | 1 | 1 | 1 | 1 | 0 | 0.198 | 0 | 0.72743 | 0 | 1 | 1 | 1 | 1 | 1 | 1
| 3223 | 1 | 1 | 1 | 1 | 1 | 0.002 | 0.154 | 0 | 0.72743 | 0 | 1 | 1 | 1 | 1 | 1 | 1
| 3224 | 1 | 1 | 1 | 1 | 1 | 0.113 | 0.137 | 0 | 0.72743 | 0 | 1 | 1 | 1 | 1 | 1 | 1
| 3225 | 1 | 1 | 1 | 1 | 1 | 0.362 | 0.229 | 0 | 0.72743 | 0 | 1 | 1 | 1 | 1 | 1 | 1
| 3226 | 1 | 1 | 1 | 1 | 1 | 0.56 | 0.284 | 0 | 0.72743 | 0 | 1 | 1 | 1 | 1 | 1 | 1
| 3227 | 1 | 1 | 1 | 1 | 1 | 0.674 | 0.294 | 0 | 0.72743 | 0 | 1 | 1 | 1 | 1 | 1 | 1
| 3228 | 1 | 1 | 1 | 1 | 1 | 0.726 | 0.294 | 0 | 0.72743 | 0 | 1 | 1 | 1 | 1 | 1 | 1
| 3229 | 1 | 1 | 1 | 1 | 1 | 0.726 | 0.291 | 0 | 0.72743 | 0 | 1 | 1 | 1 | 1 | 1 | 1
| 3230 | 1 | 1 | 1 | 1 | 1 | 0.714 | 0.296 | 0 | 0.72743 | 0 | 1 | 1 | 1 | 1 | 1 | 1
| 3231 | 1 | 1 | 1 | 1 | 1 | 0.649 | 0.314 | 0 | 0.72743 | 0 | 1 | 1 | 1 | 1 | 1 | 1
| 3232 | 1 | 1 | 1 | 1 | 1 | 0.547 | 0.343 | 0 | 0.72743 | 0 | 1 | 1 | 1 | 1 | 1 | 1
| 3233 | 1 | 1 | 1 | 1 | 1 | 0.406 | 0.388 | 0 | 0.72743 | 0 | 1 | 1 | 1 | 1 | 1 | 1
| 3234 | 1 | 1 | 1 | 1 | 1 | 0.214 | 0.455 | 0 | 0.72743 | 0 | 1 | 1 | 1 | 1 | 1 | 1
| 3235 | 1 | 1 | 1 | 1 | 1 | 0.007 | 0.495 | 0 | 0.72743 | 0 | 1 | 1 | 1 | 1 | 1 | 1
| 3236 | 1 | 1 | 1 | 1 | 1 | 0 | 0.539 | 0 | 0.72743 | 0 | 1 | 1 | 1 | 1 | 1 | 1
| 3237 | 1 | 1 | 1 | 1 | 1 | 0 | 0.535 | 0 | 0.72743 | 0 | 1 | 1 | 1 | 1 | 1 | 1
| 3238 | 1 | 1 | 1 | 1 | 1 | 0 | 0.463 | 0 | 0.72743 | 0 | 1 | 1 | 1 | 1 | 1 | 1
| 3239 | 1 | 1 | 1 | 1 | 1 | 0 | 0.449 | 0 | 0.72743 | 0 | 1 | 1 | 1 | 1 | 1 | 1
| 3240 | 1 | 1 | 1 | 1 | 1 | 0 | 0.415 | 0 | 0.72743 | 0 | 1 | 1 | 1 | 1 | 1 | 1
| 3241 | 1 | 1 | 1 | 1 | 1 | 0 | 0.343 | 0 | 0.72743 | 0 | 1 | 1 | 1 | 1 | 1 | 1
| 3242 | 1 | 1 | 1 | 1 | 1 | 0 | 0.297 | 0 | 0.72743 | 0 | 1 | 1 | 1 | 1 | 1 | 1
| 3243 | 1 | 1 | 1 | 1 | 1 | 0 | 0.289 | 0 | 0.72743 | 0 | 1 | 1 | 1 | 1 | 1 | 1
| 3244 | 1 | 1 | 1 | 1 | 1 | 0 | 0.261 | 0 | 0.72743 | 0 | 1 | 1 | 1 | 1 | 1 | 1
| 3245 | 1 | 1 | 1 | 1 | 1 | 0 | 0.216 | 0 | 0.72743 | 0 | 1 | 1 | 1 | 1 | 1 | 1
| 3246 | 1 | 1 | 1 | 1 | 1 | 0 | 0.173 | 0 | 0.72743 | 0 | 1 | 1 | 1 | 1 | 1 | 1
| 3247 | 1 | 1 | 1 | 1 | 1 | 0.003 | 0.126 | 0 | 0.72743 | 0 | 1 | 1 | 1 | 1 | 1 | 1
| 3248 | 1 | 1 | 1 | 1 | 1 | 0.147 | 0.093 | 0 | 0.72743 | 0 | 1 | 1 | 1 | 1 | 1 | 1
| 3249 | 1 | 1 | 1 | 1 | 1 | 0.406 | 0.163 | 0 | 0.72743 | 0 | 1 | 1 | 1 | 1 | 1 | 1
| 3250 | 1 | 1 | 1 | 1 | 1 | 0.58 | 0.214 | 0 | 0.72743 | 0 | 1 | 1 | 1 | 1 | 1 | 1
| 3251 | 1 | 1 | 1 | 1 | 1 | 0.695 | 0.23 | 0 | 0.72743 | 0 | 1 | 1 | 1 | 1 | 1 | 1
| 3252 | 1 | 1 | 1 | 1 | 1 | 0.752 | 0.237 | 0 | 0.72743 | 0 | 1 | 1 | 1 | 1 | 1 | 1
| 3253 | 1 | 1 | 1 | 1 | 1 | 0.763 | 0.224 | 0 | 0.72743 | 0 | 1 | 1 | 1 | 1 | 1 | 1
| 3254 | 1 | 1 | 1 | 1 | 1 | 0.714 | 0.223 | 0 | 0.72743 | 0 | 1 | 1 | 1 | 1 | 1 | 1
| 3255 | 1 | 1 | 1 | 1 | 1 | 0.611 | 0.249 | 0 | 0.72743 | 0 | 1 | 1 | 1 | 1 | 1 | 1
| 3256 | 1 | 1 | 1 | 1 | 1 | 0.497 | 0.289 | 0 | 0.72743 | 0 | 1 | 1 | 1 | 1 | 1 | 1
| 3257 | 1 | 1 | 1 | 1 | 1 | 0.344 | 0.337 | 0 | 0.72743 | 0 | 1 | 1 | 1 | 1 | 1 | 1
| 3258 | 1 | 1 | 1 | 1 | 1 | 0.137 | 0.397 | 0 | 0.72743 | 0 | 1 | 1 | 1 | 1 | 1 | 1
| 3259 | 1 | 1 | 1 | 1 | 1 | 0.006 | 0.442 | 0 | 0.72743 | 0 | 1 | 1 | 1 | 1 | 1 | 1
| 3260 | 1 | 1 | 1 | 1 | 1 | 0 | 0.499 | 0 | 0.72743 | 0 | 1 | 1 | 1 | 1 | 1 | 1
| 3261 | 1 | 1 | 1 | 1 | 1 | 0 | 0.519 | 0 | 0.72743 | 0 | 1 | 1 | 1 | 1 | 1 | 1
| 3262 | 1 | 1 | 1 | 1 | 1 | 0 | 0.495 | 0 | 0.72743 | 0 | 1 | 1 | 1 | 1 | 1 | 1
| 3263 | 1 | 1 | 1 | 1 | 1 | 0 | 0.398 | 0 | 0.72743 | 0 | 1 | 1 | 1 | 1 | 1 | 1
| 3264 | 1 | 1 | 1 | 1 | 1 | 0 | 0.329 | 0 | 0.72743 | 0 | 1 | 1 | 1 | 1 | 1 | 1
| 3265 | 1 | 1 | 1 | 1 | 1 | 0 | 0.294 | 0 | 0.72743 | 0 | 1 | 1 | 1 | 1 | 1 | 1
| 3266 | 1 | 1 | 1 | 1 | 1 | 0 | 0.278 | 0 | 0.72743 | 0 | 1 | 1 | 1 | 1 | 1 | 1
| 3267 | 1 | 1 | 1 | 1 | 1 | 0 | 0.237 | 0 | 0.72743 | 0 | 1 | 1 | 1 | 1 | 1 | 1
| 3268 | 1 | 1 | 1 | 1 | 1 | 0 | 0.192 | 0 | 0.72743 | 0 | 1 | 1 | 1 | 1 | 1 | 1
| 3269 | 1 | 1 | 1 | 1 | 1 | 0 | 0.142 | 0 | 0.72743 | 0 | 1 | 1 | 1 | 1 | 1 | 1
| 3270 | 1 | 1 | 1 | 1 | 1 | 0 | 0.118 | 0 | 0.72743 | 0 | 1 | 1 | 1 | 1 | 1 | 1
| 3271 | 1 | 1 | 1 | 1 | 1 | 0.003 | 0.112 | 0 | 0.72743 | 0 | 1 | 1 | 1 | 1 | 1 | 1
| 3272 | 1 | 1 | 1 | 1 | 1 | 0.151 | 0.093 | 0 | 0.72743 | 0 | 1 | 1 | 1 | 1 | 1 | 1
| 3273 | 1 | 1 | 1 | 1 | 1 | 0.389 | 0.14 | 0 | 0.72743 | 0 | 1 | 1 | 1 | 1 | 1 | 1
| 3274 | 1 | 1 | 1 | 1 | 1 | 0.594 | 0.231 | 0 | 0.72743 | 0 | 1 | 1 | 1 | 1 | 1 | 1
| 3275 | 1 | 1 | 1 | 1 | 1 | 0.683 | 0.279 | 0 | 0.72743 | 0 | 1 | 1 | 1 | 1 | 1 | 1
| 3276 | 1 | 1 | 1 | 1 | 1 | 0.742 | 0.305 | 0 | 0.72743 | 0 | 1 | 1 | 1 | 1 | 1 | 1
| 3277 | 1 | 1 | 1 | 1 | 1 | 0.761 | 0.309 | 0 | 0.72743 | 0 | 1 | 1 | 1 | 1 | 1 | 1
| 3278 | 1 | 1 | 1 | 1 | 1 | 0.738 | 0.302 | 0 | 0.72743 | 0 | 1 | 1 | 1 | 1 | 1 | 1
| 3279 | 1 | 1 | 1 | 1 | 1 | 0.673 | 0.309 | 0 | 0.72743 | 0 | 1 | 1 | 1 | 1 | 1 | 1
| 3280 | 1 | 1 | 1 | 1 | 1 | 0.563 | 0.319 | 0 | 0.72743 | 0 | 1 | 1 | 1 | 1 | 1 | 1
| 3281 | 1 | 1 | 1 | 1 | 1 | 0.416 | 0.326 | 0 | 0.72743 | 0 | 1 | 1 | 1 | 1 | 1 | 1
| 3282 | 1 | 1 | 1 | 1 | 1 | 0.177 | 0.359 | 0 | 0.72743 | 0 | 1 | 1 | 1 | 1 | 1 | 1
| 3283 | 1 | 1 | 1 | 1 | 1 | 0.005 | 0.413 | 0 | 0.72743 | 0 | 1 | 1 | 1 | 1 | 1 | 1
| 3284 | 1 | 1 | 1 | 1 | 1 | 0 | 0.493 | 0 | 0.72743 | 0 | 1 | 1 | 1 | 1 | 1 | 1
| 3285 | 1 | 1 | 1 | 1 | 1 | 0 | 0.529 | 0 | 0.72743 | 0 | 1 | 1 | 1 | 1 | 1 | 1
| 3286 | 1 | 1 | 1 | 1 | 1 | 0 | 0.528 | 0 | 0.72743 | 0 | 1 | 1 | 1 | 1 | 1 | 1
| 3287 | 1 | 1 | 1 | 1 | 1 | 0 | 0.498 | 0 | 0.72743 | 0 | 1 | 1 | 1 | 1 | 1 | 1
| 3288 | 1 | 1 | 1 | 1 | 1 | 0 | 0.498 | 0 | 0.72743 | 0 | 1 | 1 | 1 | 1 | 1 | 1
| 3289 | 1 | 1 | 1 | 1 | 1 | 0 | 0.401 | 0 | 0.72743 | 0 | 1 | 1 | 1 | 1 | 1 | 1
| 3290 | 1 | 1 | 1 | 1 | 1 | 0 | 0.369 | 0 | 0.72743 | 0 | 1 | 1 | 1 | 1 | 1 | 1
| 3291 | 1 | 1 | 1 | 1 | 1 | 0 | 0.297 | 0 | 0.72743 | 0 | 1 | 1 | 1 | 1 | 1 | 1
| 3292 | 1 | 1 | 1 | 1 | 1 | 0 | 0.269 | 0 | 0.72743 | 0 | 1 | 1 | 1 | 1 | 1 | 1
| 3293 | 1 | 1 | 1 | 1 | 1 | 0 | 0.293 | 0 | 0.72743 | 0 | 1 | 1 | 1 | 1 | 1 | 1
| 3294 | 1 | 1 | 1 | 1 | 1 | 0 | 0.316 | 0 | 0.72743 | 0 | 1 | 1 | 1 | 1 | 1 | 1
| 3295 | 1 | 1 | 1 | 1 | 1 | 0.003 | 0.322 | 0 | 0.72743 | 0 | 1 | 1 | 1 | 1 | 1 | 1
| 3296 | 1 | 1 | 1 | 1 | 1 | 0.134 | 0.367 | 0 | 0.72743 | 0 | 1 | 1 | 1 | 1 | 1 | 1
| 3297 | 1 | 1 | 1 | 1 | 1 | 0.366 | 0.454 | 0 | 0.72743 | 0 | 1 | 1 | 1 | 1 | 1 | 1
| 3298 | 1 | 1 | 1 | 1 | 1 | 0.531 | 0.438 | 0 | 0.72743 | 0 | 1 | 1 | 1 | 1 | 1 | 1
| 3299 | 1 | 1 | 1 | 1 | 1 | 0.602 | 0.369 | 0 | 0.72743 | 0 | 1 | 1 | 1 | 1 | 1 | 1
| 3300 | 1 | 1 | 1 | 1 | 1 | 0.644 | 0.347 | 0 | 0.72743 | 0 | 1 | 1 | 1 | 1 | 1 | 1
| 3301 | 1 | 1 | 1 | 1 | 1 | 0.644 | 0.32 | 0 | 0.72743 | 0 | 1 | 1 | 1 | 1 | 1 | 1
| 3302 | 1 | 1 | 1 | 1 | 1 | 0.587 | 0.292 | 0 | 0.72743 | 0 | 1 | 1 | 1 | 1 | 1 | 1
| 3303 | 1 | 1 | 1 | 1 | 1 | 0.434 | 0.279 | 0 | 0.72743 | 0 | 1 | 1 | 1 | 1 | 1 | 1
| 3304 | 1 | 1 | 1 | 1 | 1 | 0.317 | 0.281 | 0 | 0.72743 | 0 | 1 | 1 | 1 | 1 | 1 | 1
| 3305 | 1 | 1 | 1 | 1 | 1 | 0.19 | 0.308 | 0 | 0.72743 | 0 | 1 | 1 | 1 | 1 | 1 | 1
| 3306 | 1 | 1 | 1 | 1 | 1 | 0.075 | 0.337 | 0 | 0.72743 | 0 | 1 | 1 | 1 | 1 | 1 | 1
| 3307 | 1 | 1 | 1 | 1 | 1 | 0.002 | 0.315 | 0 | 0.72743 | 0 | 1 | 1 | 1 | 1 | 1 | 1
| 3308 | 1 | 1 | 1 | 1 | 1 | 0 | 0.344 | 0 | 0.72743 | 0 | 1 | 1 | 1 | 1 | 1 | 1
| 3309 | 1 | 1 | 1 | 1 | 1 | 0 | 0.372 | 0 | 0.72743 | 0 | 1 | 1 | 1 | 1 | 1 | 1
| 3310 | 1 | 1 | 1 | 1 | 1 | 0 | 0.391 | 0 | 0.72743 | 0 | 1 | 1 | 1 | 1 | 1 | 1
| 3311 | 1 | 1 | 1 | 1 | 1 | 0 | 0.399 | 0 | 0.72743 | 0 | 1 | 1 | 1 | 1 | 1 | 1
| 3312 | 1 | 1 | 1 | 1 | 1 | 0 | 0.454 | 0 | 0.72743 | 0 | 1 | 1 | 1 | 1 | 1 | 1
| 3313 | 1 | 1 | 1 | 1 | 1 | 0 | 0.399 | 0 | 0.72743 | 0 | 1 | 1 | 1 | 1 | 1 | 1
| 3314 | 1 | 1 | 1 | 1 | 1 | 0 | 0.313 | 0 | 0.72743 | 0 | 1 | 1 | 1 | 1 | 1 | 1
| 3315 | 1 | 1 | 1 | 1 | 1 | 0 | 0.183 | 0 | 0.72743 | 0 | 1 | 1 | 1 | 1 | 1 | 1
| 3316 | 1 | 1 | 1 | 1 | 1 | 0 | 0.108 | 0 | 0.72743 | 0 | 1 | 1 | 1 | 1 | 1 | 1
| 3317 | 1 | 1 | 1 | 1 | 1 | 0 | 0.069 | 0 | 0.72743 | 0 | 1 | 1 | 1 | 1 | 1 | 1
| 3318 | 1 | 1 | 1 | 1 | 1 | 0 | 0.053 | 0 | 0.72743 | 0 | 1 | 1 | 1 | 1 | 1 | 1
| 3319 | 1 | 1 | 1 | 1 | 1 | 0.003 | 0.039 | 0 | 0.72743 | 0 | 1 | 1 | 1 | 1 | 1 | 1
| 3320 | 1 | 1 | 1 | 1 | 1 | 0.132 | 0.047 | 0 | 0.72743 | 0 | 1 | 1 | 1 | 1 | 1 | 1
| 3321 | 1 | 1 | 1 | 1 | 1 | 0.297 | 0.118 | 0 | 0.72743 | 0 | 1 | 1 | 1 | 1 | 1 | 1
| 3322 | 1 | 1 | 1 | 1 | 1 | 0.386 | 0.19 | 0 | 0.72743 | 0 | 1 | 1 | 1 | 1 | 1 | 1
| 3323 | 1 | 1 | 1 | 1 | 1 | 0.451 | 0.2 | 0 | 0.72743 | 0 | 1 | 1 | 1 | 1 | 1 | 1
| 3324 | 1 | 1 | 1 | 1 | 1 | 0.502 | 0.186 | 0 | 0.72743 | 0 | 1 | 1 | 1 | 1 | 1 | 1
| 3325 | 1 | 1 | 1 | 1 | 1 | 0.524 | 0.17 | 0 | 0.72743 | 0 | 1 | 1 | 1 | 1 | 1 | 1
| 3326 | 1 | 1 | 1 | 1 | 1 | 0.487 | 0.155 | 0 | 0.72743 | 0 | 1 | 1 | 1 | 1 | 1 | 1
| 3327 | 1 | 1 | 1 | 1 | 1 | 0.435 | 0.145 | 0 | 0.72743 | 0 | 1 | 1 | 1 | 1 | 1 | 1
| 3328 | 1 | 1 | 1 | 1 | 1 | 0.357 | 0.134 | 0 | 0.72743 | 0 | 1 | 1 | 1 | 1 | 1 | 1
| 3329 | 1 | 1 | 1 | 1 | 1 | 0.232 | 0.124 | 0 | 0.72743 | 0 | 1 | 1 | 1 | 1 | 1 | 1
| 3330 | 1 | 1 | 1 | 1 | 1 | 0.09 | 0.122 | 0 | 0.72743 | 0 | 1 | 1 | 1 | 1 | 1 | 1
| 3331 | 1 | 1 | 1 | 1 | 1 | 0.002 | 0.124 | 0 | 0.72743 | 0 | 1 | 1 | 1 | 1 | 1 | 1
| 3332 | 1 | 1 | 1 | 1 | 1 | 0 | 0.123 | 0 | 0.72743 | 0 | 1 | 1 | 1 | 1 | 1 | 1
| 3333 | 1 | 1 | 1 | 1 | 1 | 0 | 0.12 | 0 | 0.72743 | 0 | 1 | 1 | 1 | 1 | 1 | 1
| 3334 | 1 | 1 | 1 | 1 | 1 | 0 | 0.128 | 0 | 0.72743 | 0 | 1 | 1 | 1 | 1 | 1 | 1
| 3335 | 1 | 1 | 1 | 1 | 1 | 0 | 0.151 | 0 | 0.72743 | 0 | 1 | 1 | 1 | 1 | 1 | 1
| 3336 | 1 | 1 | 1 | 1 | 1 | 0 | 0.167 | 0 | 0.72743 | 0 | 1 | 1 | 1 | 1 | 1 | 1
| 3337 | 1 | 1 | 1 | 1 | 1 | 0 | 0.116 | 0 | 0.72743 | 0 | 1 | 1 | 1 | 1 | 1 | 1
| 3338 | 1 | 1 | 1 | 1 | 1 | 0 | 0.082 | 0 | 0.72743 | 0 | 1 | 1 | 1 | 1 | 1 | 1
| 3339 | 1 | 1 | 1 | 1 | 1 | 0 | 0.058 | 0 | 0.72743 | 0 | 1 | 1 | 1 | 1 | 1 | 1
| 3340 | 1 | 1 | 1 | 1 | 1 | 0 | 0.037 | 0 | 0.72743 | 0 | 1 | 1 | 1 | 1 | 1 | 1
| 3341 | 1 | 1 | 1 | 1 | 1 | 0 | 0.025 | 0 | 0.72743 | 0 | 1 | 1 | 1 | 1 | 1 | 1
| 3342 | 1 | 1 | 1 | 1 | 1 | 0 | 0.021 | 0 | 0.72743 | 0 | 1 | 1 | 1 | 1 | 1 | 1
| 3343 | 1 | 1 | 1 | 1 | 1 | 0.004 | 0.02 | 0 | 0.72743 | 0 | 1 | 1 | 1 | 1 | 1 | 1
| 3344 | 1 | 1 | 1 | 1 | 1 | 0.16 | 0.02 | 0 | 0.72743 | 0 | 1 | 1 | 1 | 1 | 1 | 1
| 3345 | 1 | 1 | 1 | 1 | 1 | 0.441 | 0.065 | 0 | 0.72743 | 0 | 1 | 1 | 1 | 1 | 1 | 1
| 3346 | 1 | 1 | 1 | 1 | 1 | 0.594 | 0.118 | 0 | 0.72743 | 0 | 1 | 1 | 1 | 1 | 1 | 1
| 3347 | 1 | 1 | 1 | 1 | 1 | 0.677 | 0.155 | 0 | 0.72743 | 0 | 1 | 1 | 1 | 1 | 1 | 1
| 3348 | 1 | 1 | 1 | 1 | 1 | 0.728 | 0.19 | 0 | 0.72743 | 0 | 1 | 1 | 1 | 1 | 1 | 1
| 3349 | 1 | 1 | 1 | 1 | 1 | 0.73 | 0.231 | 0 | 0.72743 | 0 | 1 | 1 | 1 | 1 | 1 | 1
| 3350 | 1 | 1 | 1 | 1 | 1 | 0.681 | 0.272 | 0 | 0.72743 | 0 | 1 | 1 | 1 | 1 | 1 | 1
| 3351 | 1 | 1 | 1 | 1 | 1 | 0.509 | 0.316 | 0 | 0.72743 | 0 | 1 | 1 | 1 | 1 | 1 | 1
| 3352 | 1 | 1 | 1 | 1 | 1 | 0.43 | 0.364 | 0 | 0.72743 | 0 | 1 | 1 | 1 | 1 | 1 | 1
| 3353 | 1 | 1 | 1 | 1 | 1 | 0.3 | 0.413 | 0 | 0.72743 | 0 | 1 | 1 | 1 | 1 | 1 | 1
| 3354 | 1 | 1 | 1 | 1 | 1 | 0.143 | 0.46 | 0 | 0.72743 | 0 | 1 | 1 | 1 | 1 | 1 | 1
| 3355 | 1 | 1 | 1 | 1 | 1 | 0.005 | 0.413 | 0 | 0.72743 | 0 | 1 | 1 | 1 | 1 | 1 | 1
| 3356 | 1 | 1 | 1 | 1 | 1 | 0 | 0.356 | 0 | 0.72743 | 0 | 1 | 1 | 1 | 1 | 1 | 1
| 3357 | 1 | 1 | 1 | 1 | 1 | 0 | 0.33 | 0 | 0.72743 | 0 | 1 | 1 | 1 | 1 | 1 | 1
| 3358 | 1 | 1 | 1 | 1 | 1 | 0 | 0.317 | 0 | 0.72743 | 0 | 1 | 1 | 1 | 1 | 1 | 1
| 3359 | 1 | 1 | 1 | 1 | 1 | 0 | 0.281 | 0 | 0.72743 | 0 | 1 | 1 | 1 | 1 | 1 | 1
| 3360 | 1 | 1 | 1 | 1 | 1 | 0 | 0.223 | 0 | 0.72743 | 0 | 1 | 1 | 1 | 1 | 1 | 1
| 3361 | 1 | 1 | 1 | 1 | 1 | 0 | 0.138 | 0 | 0.72743 | 0 | 1 | 1 | 1 | 1 | 1 | 1
| 3362 | 1 | 1 | 1 | 1 | 1 | 0 | 0.071 | 0 | 0.72743 | 0 | 1 | 1 | 1 | 1 | 1 | 1
| 3363 | 1 | 1 | 1 | 1 | 1 | 0 | 0.046 | 0 | 0.72743 | 0 | 1 | 1 | 1 | 1 | 1 | 1
| 3364 | 1 | 1 | 1 | 1 | 1 | 0 | 0.032 | 0 | 0.72743 | 0 | 1 | 1 | 1 | 1 | 1 | 1
| 3365 | 1 | 1 | 1 | 1 | 1 | 0 | 0.011 | 0 | 0.72743 | 0 | 1 | 1 | 1 | 1 | 1 | 1
| 3366 | 1 | 1 | 1 | 1 | 1 | 0 | 0.002 | 0 | 0.72743 | 0 | 1 | 1 | 1 | 1 | 1 | 1
| 3367 | 1 | 1 | 1 | 1 | 1 | 0.004 | 0.001 | 0 | 0.72743 | 0 | 1 | 1 | 1 | 1 | 1 | 1
| 3368 | 1 | 1 | 1 | 1 | 1 | 0.193 | 0.005 | 0 | 0.72743 | 0 | 1 | 1 | 1 | 1 | 1 | 1
| 3369 | 1 | 1 | 1 | 1 | 1 | 0.415 | 0.1 | 0 | 0.72743 | 0 | 1 | 1 | 1 | 1 | 1 | 1
| 3370 | 1 | 1 | 1 | 1 | 1 | 0.584 | 0.176 | 0 | 0.72743 | 0 | 1 | 1 | 1 | 1 | 1 | 1
| 3371 | 1 | 1 | 1 | 1 | 1 | 0.693 | 0.208 | 0 | 0.72743 | 0 | 1 | 1 | 1 | 1 | 1 | 1
| 3372 | 1 | 1 | 1 | 1 | 1 | 0.757 | 0.22 | 0 | 0.72743 | 0 | 1 | 1 | 1 | 1 | 1 | 1
| 3373 | 1 | 1 | 1 | 1 | 1 | 0.775 | 0.22 | 0 | 0.72743 | 0 | 1 | 1 | 1 | 1 | 1 | 1
| 3374 | 1 | 1 | 1 | 1 | 1 | 0.756 | 0.234 | 0 | 0.72743 | 0 | 1 | 1 | 1 | 1 | 1 | 1
| 3375 | 1 | 1 | 1 | 1 | 1 | 0.674 | 0.261 | 0 | 0.72743 | 0 | 1 | 1 | 1 | 1 | 1 | 1
| 3376 | 1 | 1 | 1 | 1 | 1 | 0.52 | 0.3 | 0 | 0.72743 | 0 | 1 | 1 | 1 | 1 | 1 | 1
| 3377 | 1 | 1 | 1 | 1 | 1 | 0.32 | 0.348 | 0 | 0.72743 | 0 | 1 | 1 | 1 | 1 | 1 | 1
| 3378 | 1 | 1 | 1 | 1 | 1 | 0.176 | 0.408 | 0 | 0.72743 | 0 | 1 | 1 | 1 | 1 | 1 | 1
| 3379 | 1 | 1 | 1 | 1 | 1 | 0.009 | 0.473 | 0 | 0.72743 | 0 | 1 | 1 | 1 | 1 | 1 | 1
| 3380 | 1 | 1 | 1 | 1 | 1 | 0 | 0.571 | 0 | 0.72743 | 0 | 1 | 1 | 1 | 1 | 1 | 1
| 3381 | 1 | 1 | 1 | 1 | 1 | 0 | 0.585 | 0 | 0.72743 | 0 | 1 | 1 | 1 | 1 | 1 | 1
| 3382 | 1 | 1 | 1 | 1 | 1 | 0 | 0.5 | 0 | 0.72743 | 0 | 1 | 1 | 1 | 1 | 1 | 1
| 3383 | 1 | 1 | 1 | 1 | 1 | 0 | 0.403 | 0 | 0.72743 | 0 | 1 | 1 | 1 | 1 | 1 | 1
| 3384 | 1 | 1 | 1 | 1 | 1 | 0 | 0.27 | 0 | 0.72743 | 0 | 1 | 1 | 1 | 1 | 1 | 1
| 3385 | 1 | 1 | 1 | 1 | 1 | 0 | 0.145 | 0 | 0.72743 | 0 | 1 | 1 | 1 | 1 | 1 | 1
| 3386 | 1 | 1 | 1 | 1 | 1 | 0 | 0.111 | 0 | 0.72743 | 0 | 1 | 1 | 1 | 1 | 1 | 1
| 3387 | 1 | 1 | 1 | 1 | 1 | 0 | 0.094 | 0 | 0.72743 | 0 | 1 | 1 | 1 | 1 | 1 | 1
| 3388 | 1 | 1 | 1 | 1 | 1 | 0 | 0.07 | 0 | 0.72743 | 0 | 1 | 1 | 1 | 1 | 1 | 1
| 3389 | 1 | 1 | 1 | 1 | 1 | 0 | 0.064 | 0 | 0.72743 | 0 | 1 | 1 | 1 | 1 | 1 | 1
| 3390 | 1 | 1 | 1 | 1 | 1 | 0 | 0.066 | 0 | 0.72743 | 0 | 1 | 1 | 1 | 1 | 1 | 1
| 3391 | 1 | 1 | 1 | 1 | 1 | 0.003 | 0.061 | 0 | 0.72743 | 0 | 1 | 1 | 1 | 1 | 1 | 1
| 3392 | 1 | 1 | 1 | 1 | 1 | 0.158 | 0.036 | 0 | 0.72743 | 0 | 1 | 1 | 1 | 1 | 1 | 1
| 3393 | 1 | 1 | 1 | 1 | 1 | 0.422 | 0.052 | 0 | 0.72743 | 0 | 1 | 1 | 1 | 1 | 1 | 1
| 3394 | 1 | 1 | 1 | 1 | 1 | 0.599 | 0.084 | 0 | 0.72743 | 0 | 1 | 1 | 1 | 1 | 1 | 1
| 3395 | 1 | 1 | 1 | 1 | 1 | 0.701 | 0.087 | 0 | 0.72743 | 0 | 1 | 1 | 1 | 1 | 1 | 1
| 3396 | 1 | 1 | 1 | 1 | 1 | 0.758 | 0.088 | 0 | 0.72743 | 0 | 1 | 1 | 1 | 1 | 1 | 1
| 3397 | 1 | 1 | 1 | 1 | 1 | 0.774 | 0.097 | 0 | 0.72743 | 0 | 1 | 1 | 1 | 1 | 1 | 1
| 3398 | 1 | 1 | 1 | 1 | 1 | 0.749 | 0.118 | 0 | 0.72743 | 0 | 1 | 1 | 1 | 1 | 1 | 1
| 3399 | 1 | 1 | 1 | 1 | 1 | 0.65 | 0.153 | 0 | 0.72743 | 0 | 1 | 1 | 1 | 1 | 1 | 1
| 3400 | 1 | 1 | 1 | 1 | 1 | 0.535 | 0.203 | 0 | 0.72743 | 0 | 1 | 1 | 1 | 1 | 1 | 1
| 3401 | 1 | 1 | 1 | 1 | 1 | 0.359 | 0.267 | 0 | 0.72743 | 0 | 1 | 1 | 1 | 1 | 1 | 1
| 3402 | 1 | 1 | 1 | 1 | 1 | 0.127 | 0.354 | 0 | 0.72743 | 0 | 1 | 1 | 1 | 1 | 1 | 1
| 3403 | 1 | 1 | 1 | 1 | 1 | 0.005 | 0.379 | 0 | 0.72743 | 0 | 1 | 1 | 1 | 1 | 1 | 1
| 3404 | 1 | 1 | 1 | 1 | 1 | 0 | 0.363 | 0 | 0.72743 | 0 | 1 | 1 | 1 | 1 | 1 | 1
| 3405 | 1 | 1 | 1 | 1 | 1 | 0 | 0.332 | 0 | 0.72743 | 0 | 1 | 1 | 1 | 1 | 1 | 1
| 3406 | 1 | 1 | 1 | 1 | 1 | 0 | 0.298 | 0 | 0.72743 | 0 | 1 | 1 | 1 | 1 | 1 | 1
| 3407 | 1 | 1 | 1 | 1 | 1 | 0 | 0.247 | 0 | 0.72743 | 0 | 1 | 1 | 1 | 1 | 1 | 1
| 3408 | 1 | 1 | 1 | 1 | 1 | 0 | 0.182 | 0 | 0.72743 | 0 | 1 | 1 | 1 | 1 | 1 | 1
| 3409 | 1 | 1 | 1 | 1 | 1 | 0 | 0.174 | 0 | 0.72743 | 0 | 1 | 1 | 1 | 1 | 1 | 1
| 3410 | 1 | 1 | 1 | 1 | 1 | 0 | 0.179 | 0 | 0.72743 | 0 | 1 | 1 | 1 | 1 | 1 | 1
| 3411 | 1 | 1 | 1 | 1 | 1 | 0 | 0.219 | 0 | 0.72743 | 0 | 1 | 1 | 1 | 1 | 1 | 1
| 3412 | 1 | 1 | 1 | 1 | 1 | 0 | 0.251 | 0 | 0.72743 | 0 | 1 | 1 | 1 | 1 | 1 | 1
| 3413 | 1 | 1 | 1 | 1 | 1 | 0 | 0.235 | 0 | 0.72743 | 0 | 1 | 1 | 1 | 1 | 1 | 1
| 3414 | 1 | 1 | 1 | 1 | 1 | 0 | 0.17 | 0 | 0.72743 | 0 | 1 | 1 | 1 | 1 | 1 | 1
| 3415 | 1 | 1 | 1 | 1 | 1 | 0.001 | 0.111 | 0 | 0.72743 | 0 | 1 | 1 | 1 | 1 | 1 | 1
| 3416 | 1 | 1 | 1 | 1 | 1 | 0.104 | 0.096 | 0 | 0.72743 | 0 | 1 | 1 | 1 | 1 | 1 | 1
| 3417 | 1 | 1 | 1 | 1 | 1 | 0.301 | 0.097 | 0 | 0.72743 | 0 | 1 | 1 | 1 | 1 | 1 | 1
| 3418 | 1 | 1 | 1 | 1 | 1 | 0.48 | 0.093 | 0 | 0.72743 | 0 | 1 | 1 | 1 | 1 | 1 | 1
| 3419 | 1 | 1 | 1 | 1 | 1 | 0.609 | 0.085 | 0 | 0.72743 | 0 | 1 | 1 | 1 | 1 | 1 | 1
| 3420 | 1 | 1 | 1 | 1 | 1 | 0.675 | 0.085 | 0 | 0.72743 | 0 | 1 | 1 | 1 | 1 | 1 | 1
| 3421 | 1 | 1 | 1 | 1 | 1 | 0.684 | 0.084 | 0 | 0.72743 | 0 | 1 | 1 | 1 | 1 | 1 | 1
| 3422 | 1 | 1 | 1 | 1 | 1 | 0.659 | 0.089 | 0 | 0.72743 | 0 | 1 | 1 | 1 | 1 | 1 | 1
| 3423 | 1 | 1 | 1 | 1 | 1 | 0.53 | 0.112 | 0 | 0.72743 | 0 | 1 | 1 | 1 | 1 | 1 | 1
| 3424 | 1 | 1 | 1 | 1 | 1 | 0.435 | 0.149 | 0 | 0.72743 | 0 | 1 | 1 | 1 | 1 | 1 | 1
| 3425 | 1 | 1 | 1 | 1 | 1 | 0.266 | 0.212 | 0 | 0.72743 | 0 | 1 | 1 | 1 | 1 | 1 | 1
| 3426 | 1 | 1 | 1 | 1 | 1 | 0.119 | 0.304 | 0 | 0.72743 | 0 | 1 | 1 | 1 | 1 | 1 | 1
| 3427 | 1 | 1 | 1 | 1 | 1 | 0.004 | 0.349 | 0 | 0.72743 | 0 | 1 | 1 | 1 | 1 | 1 | 1
| 3428 | 1 | 1 | 1 | 1 | 1 | 0 | 0.387 | 0 | 0.72743 | 0 | 1 | 1 | 1 | 1 | 1 | 1
| 3429 | 1 | 1 | 1 | 1 | 1 | 0 | 0.364 | 0 | 0.72743 | 0 | 1 | 1 | 1 | 1 | 1 | 1
| 3430 | 1 | 1 | 1 | 1 | 1 | 0 | 0.355 | 0 | 0.72743 | 0 | 1 | 1 | 1 | 1 | 1 | 1
| 3431 | 1 | 1 | 1 | 1 | 1 | 0 | 0.271 | 0 | 0.72743 | 0 | 1 | 1 | 1 | 1 | 1 | 1
| 3432 | 1 | 1 | 1 | 1 | 1 | 0 | 0.217 | 0 | 0.72743 | 0 | 1 | 1 | 1 | 1 | 1 | 1
| 3433 | 1 | 1 | 1 | 1 | 1 | 0 | 0.22 | 0 | 0.72743 | 0 | 1 | 1 | 1 | 1 | 1 | 1
| 3434 | 1 | 1 | 1 | 1 | 1 | 0 | 0.181 | 0 | 0.72743 | 0 | 1 | 1 | 1 | 1 | 1 | 1
| 3435 | 1 | 1 | 1 | 1 | 1 | 0 | 0.195 | 0 | 0.72743 | 0 | 1 | 1 | 1 | 1 | 1 | 1
| 3436 | 1 | 1 | 1 | 1 | 1 | 0 | 0.176 | 0 | 0.72743 | 0 | 1 | 1 | 1 | 1 | 1 | 1
| 3437 | 1 | 1 | 1 | 1 | 1 | 0 | 0.127 | 0 | 0.72743 | 0 | 1 | 1 | 1 | 1 | 1 | 1
| 3438 | 1 | 1 | 1 | 1 | 1 | 0 | 0.095 | 0 | 0.72743 | 0 | 1 | 1 | 1 | 1 | 1 | 1
| 3439 | 1 | 1 | 1 | 1 | 1 | 0.001 | 0.067 | 0 | 0.72743 | 0 | 1 | 1 | 1 | 1 | 1 | 1
| 3440 | 1 | 1 | 1 | 1 | 1 | 0.101 | 0.073 | 0 | 0.72743 | 0 | 1 | 1 | 1 | 1 | 1 | 1
| 3441 | 1 | 1 | 1 | 1 | 1 | 0.27 | 0.128 | 0 | 0.72743 | 0 | 1 | 1 | 1 | 1 | 1 | 1
| 3442 | 1 | 1 | 1 | 1 | 1 | 0.452 | 0.188 | 0 | 0.72743 | 0 | 1 | 1 | 1 | 1 | 1 | 1
| 3443 | 1 | 1 | 1 | 1 | 1 | 0.615 | 0.255 | 0 | 0.72743 | 0 | 1 | 1 | 1 | 1 | 1 | 1
| 3444 | 1 | 1 | 1 | 1 | 1 | 0.695 | 0.311 | 0 | 0.72743 | 0 | 1 | 1 | 1 | 1 | 1 | 1
| 3445 | 1 | 1 | 1 | 1 | 1 | 0.702 | 0.328 | 0 | 0.72743 | 0 | 1 | 1 | 1 | 1 | 1 | 1
| 3446 | 1 | 1 | 1 | 1 | 1 | 0.649 | 0.341 | 0 | 0.72743 | 0 | 1 | 1 | 1 | 1 | 1 | 1
| 3447 | 1 | 1 | 1 | 1 | 1 | 0.505 | 0.362 | 0 | 0.72743 | 0 | 1 | 1 | 1 | 1 | 1 | 1
| 3448 | 1 | 1 | 1 | 1 | 1 | 0.339 | 0.369 | 0 | 0.72743 | 0 | 1 | 1 | 1 | 1 | 1 | 1
| 3449 | 1 | 1 | 1 | 1 | 1 | 0.207 | 0.367 | 0 | 0.72743 | 0 | 1 | 1 | 1 | 1 | 1 | 1
| 3450 | 1 | 1 | 1 | 1 | 1 | 0.094 | 0.358 | 0 | 0.72743 | 0 | 1 | 1 | 1 | 1 | 1 | 1
| 3451 | 1 | 1 | 1 | 1 | 1 | 0.003 | 0.354 | 0 | 0.72743 | 0 | 1 | 1 | 1 | 1 | 1 | 1
| 3452 | 1 | 1 | 1 | 1 | 1 | 0 | 0.367 | 0 | 0.72743 | 0 | 1 | 1 | 1 | 1 | 1 | 1
| 3453 | 1 | 1 | 1 | 1 | 1 | 0 | 0.384 | 0 | 0.72743 | 0 | 1 | 1 | 1 | 1 | 1 | 1
| 3454 | 1 | 1 | 1 | 1 | 1 | 0 | 0.372 | 0 | 0.72743 | 0 | 1 | 1 | 1 | 1 | 1 | 1
| 3455 | 1 | 1 | 1 | 1 | 1 | 0 | 0.332 | 0 | 0.72743 | 0 | 1 | 1 | 1 | 1 | 1 | 1
| 3456 | 1 | 1 | 1 | 1 | 1 | 0 | 0.204 | 0 | 0.72743 | 0 | 1 | 1 | 1 | 1 | 1 | 1
| 3457 | 1 | 1 | 1 | 1 | 1 | 0 | 0.175 | 0 | 0.72743 | 0 | 1 | 1 | 1 | 1 | 1 | 1
| 3458 | 1 | 1 | 1 | 1 | 1 | 0 | 0.197 | 0 | 0.72743 | 0 | 1 | 1 | 1 | 1 | 1 | 1
| 3459 | 1 | 1 | 1 | 1 | 1 | 0 | 0.184 | 0 | 0.72743 | 0 | 1 | 1 | 1 | 1 | 1 | 1
| 3460 | 1 | 1 | 1 | 1 | 1 | 0 | 0.176 | 0 | 0.72743 | 0 | 1 | 1 | 1 | 1 | 1 | 1
| 3461 | 1 | 1 | 1 | 1 | 1 | 0 | 0.14 | 0 | 0.72743 | 0 | 1 | 1 | 1 | 1 | 1 | 1
| 3462 | 1 | 1 | 1 | 1 | 1 | 0 | 0.091 | 0 | 0.72743 | 0 | 1 | 1 | 1 | 1 | 1 | 1
| 3463 | 1 | 1 | 1 | 1 | 1 | 0.001 | 0.058 | 0 | 0.72743 | 0 | 1 | 1 | 1 | 1 | 1 | 1
| 3464 | 1 | 1 | 1 | 1 | 1 | 0.112 | 0.097 | 0 | 0.72743 | 0 | 1 | 1 | 1 | 1 | 1 | 1
| 3465 | 1 | 1 | 1 | 1 | 1 | 0.31 | 0.193 | 0 | 0.72743 | 0 | 1 | 1 | 1 | 1 | 1 | 1
| 3466 | 1 | 1 | 1 | 1 | 1 | 0.487 | 0.22 | 0 | 0.72743 | 0 | 1 | 1 | 1 | 1 | 1 | 1
| 3467 | 1 | 1 | 1 | 1 | 1 | 0.598 | 0.227 | 0 | 0.72743 | 0 | 1 | 1 | 1 | 1 | 1 | 1
| 3468 | 1 | 1 | 1 | 1 | 1 | 0.676 | 0.231 | 0 | 0.72743 | 0 | 1 | 1 | 1 | 1 | 1 | 1
| 3469 | 1 | 1 | 1 | 1 | 1 | 0.671 | 0.215 | 0 | 0.72743 | 0 | 1 | 1 | 1 | 1 | 1 | 1
| 3470 | 1 | 1 | 1 | 1 | 1 | 0.657 | 0.201 | 0 | 0.72743 | 0 | 1 | 1 | 1 | 1 | 1 | 1
| 3471 | 1 | 1 | 1 | 1 | 1 | 0.63 | 0.194 | 0 | 0.72743 | 0 | 1 | 1 | 1 | 1 | 1 | 1
| 3472 | 1 | 1 | 1 | 1 | 1 | 0.421 | 0.199 | 0 | 0.72743 | 0 | 1 | 1 | 1 | 1 | 1 | 1
| 3473 | 1 | 1 | 1 | 1 | 1 | 0.29 | 0.213 | 0 | 0.72743 | 0 | 1 | 1 | 1 | 1 | 1 | 1
| 3474 | 1 | 1 | 1 | 1 | 1 | 0.146 | 0.243 | 0 | 0.72743 | 0 | 1 | 1 | 1 | 1 | 1 | 1
| 3475 | 1 | 1 | 1 | 1 | 1 | 0.007 | 0.313 | 0 | 0.72743 | 0 | 1 | 1 | 1 | 1 | 1 | 1
| 3476 | 1 | 1 | 1 | 1 | 1 | 0 | 0.41 | 0 | 0.72743 | 0 | 1 | 1 | 1 | 1 | 1 | 1
| 3477 | 1 | 1 | 1 | 1 | 1 | 0 | 0.415 | 0 | 0.72743 | 0 | 1 | 1 | 1 | 1 | 1 | 1
| 3478 | 1 | 1 | 1 | 1 | 1 | 0 | 0.347 | 0 | 0.72743 | 0 | 1 | 1 | 1 | 1 | 1 | 1
| 3479 | 1 | 1 | 1 | 1 | 1 | 0 | 0.284 | 0 | 0.72743 | 0 | 1 | 1 | 1 | 1 | 1 | 1
| 3480 | 1 | 1 | 1 | 1 | 1 | 0 | 0.212 | 0 | 0.72743 | 0 | 1 | 1 | 1 | 1 | 1 | 1
| 3481 | 1 | 1 | 1 | 1 | 1 | 0 | 0.131 | 0 | 0.72743 | 0 | 1 | 1 | 1 | 1 | 1 | 1
| 3482 | 1 | 1 | 1 | 1 | 1 | 0 | 0.131 | 0 | 0.72743 | 0 | 1 | 1 | 1 | 1 | 1 | 1
| 3483 | 1 | 1 | 1 | 1 | 1 | 0 | 0.142 | 0 | 0.72743 | 0 | 1 | 1 | 1 | 1 | 1 | 1
| 3484 | 1 | 1 | 1 | 1 | 1 | 0 | 0.159 | 0 | 0.72743 | 0 | 1 | 1 | 1 | 1 | 1 | 1
| 3485 | 1 | 1 | 1 | 1 | 1 | 0 | 0.146 | 0 | 0.72743 | 0 | 1 | 1 | 1 | 1 | 1 | 1
| 3486 | 1 | 1 | 1 | 1 | 1 | 0 | 0.117 | 0 | 0.72743 | 0 | 1 | 1 | 1 | 1 | 1 | 1
| 3487 | 1 | 1 | 1 | 1 | 1 | 0.003 | 0.086 | 0 | 0.72743 | 0 | 1 | 1 | 1 | 1 | 1 | 1
| 3488 | 1 | 1 | 1 | 1 | 1 | 0.138 | 0.076 | 0 | 0.72743 | 0 | 1 | 1 | 1 | 1 | 1 | 1
| 3489 | 1 | 1 | 1 | 1 | 1 | 0.352 | 0.142 | 0 | 0.72743 | 0 | 1 | 1 | 1 | 1 | 1 | 1
| 3490 | 1 | 1 | 1 | 1 | 1 | 0.507 | 0.18 | 0 | 0.72743 | 0 | 1 | 1 | 1 | 1 | 1 | 1
| 3491 | 1 | 1 | 1 | 1 | 1 | 0.62 | 0.198 | 0 | 0.72743 | 0 | 1 | 1 | 1 | 1 | 1 | 1
| 3492 | 1 | 1 | 1 | 1 | 1 | 0.685 | 0.221 | 0 | 0.72743 | 0 | 1 | 1 | 1 | 1 | 1 | 1
| 3493 | 1 | 1 | 1 | 1 | 1 | 0.699 | 0.252 | 0 | 0.72743 | 0 | 1 | 1 | 1 | 1 | 1 | 1
| 3494 | 1 | 1 | 1 | 1 | 1 | 0.648 | 0.295 | 0 | 0.72743 | 0 | 1 | 1 | 1 | 1 | 1 | 1
| 3495 | 1 | 1 | 1 | 1 | 1 | 0.589 | 0.332 | 0 | 0.72743 | 0 | 1 | 1 | 1 | 1 | 1 | 1
| 3496 | 1 | 1 | 1 | 1 | 1 | 0.427 | 0.352 | 0 | 0.72743 | 0 | 1 | 1 | 1 | 1 | 1 | 1
| 3497 | 1 | 1 | 1 | 1 | 1 | 0.297 | 0.376 | 0 | 0.72743 | 0 | 1 | 1 | 1 | 1 | 1 | 1
| 3498 | 1 | 1 | 1 | 1 | 1 | 0.127 | 0.409 | 0 | 0.72743 | 0 | 1 | 1 | 1 | 1 | 1 | 1
| 3499 | 1 | 1 | 1 | 1 | 1 | 0.005 | 0.378 | 0 | 0.72743 | 0 | 1 | 1 | 1 | 1 | 1 | 1
| 3500 | 1 | 1 | 1 | 1 | 1 | 0 | 0.376 | 0 | 0.72743 | 0 | 1 | 1 | 1 | 1 | 1 | 1
| 3501 | 1 | 1 | 1 | 1 | 1 | 0 | 0.367 | 0 | 0.72743 | 0 | 1 | 1 | 1 | 1 | 1 | 1
| 3502 | 1 | 1 | 1 | 1 | 1 | 0 | 0.286 | 0 | 0.72743 | 0 | 1 | 1 | 1 | 1 | 1 | 1
| 3503 | 1 | 1 | 1 | 1 | 1 | 0 | 0.236 | 0 | 0.72743 | 0 | 1 | 1 | 1 | 1 | 1 | 1
| 3504 | 1 | 1 | 1 | 1 | 1 | 0 | 0.134 | 0 | 0.72743 | 0 | 1 | 1 | 1 | 1 | 1 | 1
| 3505 | 1 | 1 | 1 | 1 | 1 | 0 | 0.088 | 0 | 0.72743 | 0 | 1 | 1 | 1 | 1 | 1 | 1
| 3506 | 1 | 1 | 1 | 1 | 1 | 0 | 0.084 | 0 | 0.72743 | 0 | 1 | 1 | 1 | 1 | 1 | 1
| 3507 | 1 | 1 | 1 | 1 | 1 | 0 | 0.099 | 0 | 0.72743 | 0 | 1 | 1 | 1 | 1 | 1 | 1
| 3508 | 1 | 1 | 1 | 1 | 1 | 0 | 0.088 | 0 | 0.72743 | 0 | 1 | 1 | 1 | 1 | 1 | 1
| 3509 | 1 | 1 | 1 | 1 | 1 | 0 | 0.062 | 0 | 0.72743 | 0 | 1 | 1 | 1 | 1 | 1 | 1
| 3510 | 1 | 1 | 1 | 1 | 1 | 0 | 0.042 | 0 | 0.72743 | 0 | 1 | 1 | 1 | 1 | 1 | 1
| 3511 | 1 | 1 | 1 | 1 | 1 | 0.002 | 0.027 | 0 | 0.72743 | 0 | 1 | 1 | 1 | 1 | 1 | 1
| 3512 | 1 | 1 | 1 | 1 | 1 | 0.106 | 0.023 | 0 | 0.72743 | 0 | 1 | 1 | 1 | 1 | 1 | 1
| 3513 | 1 | 1 | 1 | 1 | 1 | 0.279 | 0.06 | 0 | 0.72743 | 0 | 1 | 1 | 1 | 1 | 1 | 1
| 3514 | 1 | 1 | 1 | 1 | 1 | 0.427 | 0.087 | 0 | 0.72743 | 0 | 1 | 1 | 1 | 1 | 1 | 1
| 3515 | 1 | 1 | 1 | 1 | 1 | 0.534 | 0.101 | 0 | 0.72743 | 0 | 1 | 1 | 1 | 1 | 1 | 1
| 3516 | 1 | 1 | 1 | 1 | 1 | 0.584 | 0.113 | 0 | 0.72743 | 0 | 1 | 1 | 1 | 1 | 1 | 1
| 3517 | 1 | 1 | 1 | 1 | 1 | 0.581 | 0.12 | 0 | 0.72743 | 0 | 1 | 1 | 1 | 1 | 1 | 1
| 3518 | 1 | 1 | 1 | 1 | 1 | 0.526 | 0.126 | 0 | 0.72743 | 0 | 1 | 1 | 1 | 1 | 1 | 1
| 3519 | 1 | 1 | 1 | 1 | 1 | 0.485 | 0.136 | 0 | 0.72743 | 0 | 1 | 1 | 1 | 1 | 1 | 1
| 3520 | 1 | 1 | 1 | 1 | 1 | 0.39 | 0.152 | 0 | 0.72743 | 0 | 1 | 1 | 1 | 1 | 1 | 1
| 3521 | 1 | 1 | 1 | 1 | 1 | 0.26 | 0.175 | 0 | 0.72743 | 0 | 1 | 1 | 1 | 1 | 1 | 1
| 3522 | 1 | 1 | 1 | 1 | 1 | 0.124 | 0.22 | 0 | 0.72743 | 0 | 1 | 1 | 1 | 1 | 1 | 1
| 3523 | 1 | 1 | 1 | 1 | 1 | 0.005 | 0.304 | 0 | 0.72743 | 0 | 1 | 1 | 1 | 1 | 1 | 1
| 3524 | 1 | 1 | 1 | 1 | 1 | 0 | 0.38 | 0 | 0.72743 | 0 | 1 | 1 | 1 | 1 | 1 | 1
| 3525 | 1 | 1 | 1 | 1 | 1 | 0 | 0.346 | 0 | 0.72743 | 0 | 1 | 1 | 1 | 1 | 1 | 1
| 3526 | 1 | 1 | 1 | 1 | 1 | 0 | 0.3 | 0 | 0.72743 | 0 | 1 | 1 | 1 | 1 | 1 | 1
| 3527 | 1 | 1 | 1 | 1 | 1 | 0 | 0.246 | 0 | 0.72743 | 0 | 1 | 1 | 1 | 1 | 1 | 1
| 3528 | 1 | 1 | 1 | 1 | 1 | 0 | 0.204 | 0 | 0.72743 | 0 | 1 | 1 | 1 | 1 | 1 | 1
| 3529 | 1 | 1 | 1 | 1 | 1 | 0 | 0.199 | 0 | 0.72743 | 0 | 1 | 1 | 1 | 1 | 1 | 1
| 3530 | 1 | 1 | 1 | 1 | 1 | 0 | 0.206 | 0 | 0.72743 | 0 | 1 | 1 | 1 | 1 | 1 | 1
| 3531 | 1 | 1 | 1 | 1 | 1 | 0 | 0.181 | 0 | 0.72743 | 0 | 1 | 1 | 1 | 1 | 1 | 1
| 3532 | 1 | 1 | 1 | 1 | 1 | 0 | 0.133 | 0 | 0.72743 | 0 | 1 | 1 | 1 | 1 | 1 | 1
| 3533 | 1 | 1 | 1 | 1 | 1 | 0 | 0.1 | 0 | 0.72743 | 0 | 1 | 1 | 1 | 1 | 1 | 1
| 3534 | 1 | 1 | 1 | 1 | 1 | 0 | 0.07 | 0 | 0.72743 | 0 | 1 | 1 | 1 | 1 | 1 | 1
| 3535 | 1 | 1 | 1 | 1 | 1 | 0.003 | 0.045 | 0 | 0.72743 | 0 | 1 | 1 | 1 | 1 | 1 | 1
| 3536 | 1 | 1 | 1 | 1 | 1 | 0.148 | 0.04 | 0 | 0.72743 | 0 | 1 | 1 | 1 | 1 | 1 | 1
| 3537 | 1 | 1 | 1 | 1 | 1 | 0.384 | 0.101 | 0 | 0.72743 | 0 | 1 | 1 | 1 | 1 | 1 | 1
| 3538 | 1 | 1 | 1 | 1 | 1 | 0.497 | 0.148 | 0 | 0.72743 | 0 | 1 | 1 | 1 | 1 | 1 | 1
| 3539 | 1 | 1 | 1 | 1 | 1 | 0.626 | 0.163 | 0 | 0.72743 | 0 | 1 | 1 | 1 | 1 | 1 | 1
| 3540 | 1 | 1 | 1 | 1 | 1 | 0.664 | 0.172 | 0 | 0.72743 | 0 | 1 | 1 | 1 | 1 | 1 | 1
| 3541 | 1 | 1 | 1 | 1 | 1 | 0.642 | 0.179 | 0 | 0.72743 | 0 | 1 | 1 | 1 | 1 | 1 | 1
| 3542 | 1 | 1 | 1 | 1 | 1 | 0.542 | 0.186 | 0 | 0.72743 | 0 | 1 | 1 | 1 | 1 | 1 | 1
| 3543 | 1 | 1 | 1 | 1 | 1 | 0.455 | 0.181 | 0 | 0.72743 | 0 | 1 | 1 | 1 | 1 | 1 | 1
| 3544 | 1 | 1 | 1 | 1 | 1 | 0.395 | 0.168 | 0 | 0.72743 | 0 | 1 | 1 | 1 | 1 | 1 | 1
| 3545 | 1 | 1 | 1 | 1 | 1 | 0.285 | 0.157 | 0 | 0.72743 | 0 | 1 | 1 | 1 | 1 | 1 | 1
| 3546 | 1 | 1 | 1 | 1 | 1 | 0.111 | 0.168 | 0 | 0.72743 | 0 | 1 | 1 | 1 | 1 | 1 | 1
| 3547 | 1 | 1 | 1 | 1 | 1 | 0.004 | 0.21 | 0 | 0.72743 | 0 | 1 | 1 | 1 | 1 | 1 | 1
| 3548 | 1 | 1 | 1 | 1 | 1 | 0 | 0.266 | 0 | 0.72743 | 0 | 1 | 1 | 1 | 1 | 1 | 1
| 3549 | 1 | 1 | 1 | 1 | 1 | 0 | 0.268 | 0 | 0.72743 | 0 | 1 | 1 | 1 | 1 | 1 | 1
| 3550 | 1 | 1 | 1 | 1 | 1 | 0 | 0.22 | 0 | 0.72743 | 0 | 1 | 1 | 1 | 1 | 1 | 1
| 3551 | 1 | 1 | 1 | 1 | 1 | 0 | 0.176 | 0 | 0.72743 | 0 | 1 | 1 | 1 | 1 | 1 | 1
| 3552 | 1 | 1 | 1 | 1 | 1 | 0 | 0.138 | 0 | 0.72743 | 0 | 1 | 1 | 1 | 1 | 1 | 1
| 3553 | 1 | 1 | 1 | 1 | 1 | 0 | 0.113 | 0 | 0.72743 | 0 | 1 | 1 | 1 | 1 | 1 | 1
| 3554 | 1 | 1 | 1 | 1 | 1 | 0 | 0.108 | 0 | 0.72743 | 0 | 1 | 1 | 1 | 1 | 1 | 1
| 3555 | 1 | 1 | 1 | 1 | 1 | 0 | 0.118 | 0 | 0.72743 | 0 | 1 | 1 | 1 | 1 | 1 | 1
| 3556 | 1 | 1 | 1 | 1 | 1 | 0 | 0.126 | 0 | 0.72743 | 0 | 1 | 1 | 1 | 1 | 1 | 1
| 3557 | 1 | 1 | 1 | 1 | 1 | 0 | 0.134 | 0 | 0.72743 | 0 | 1 | 1 | 1 | 1 | 1 | 1
| 3558 | 1 | 1 | 1 | 1 | 1 | 0 | 0.141 | 0 | 0.72743 | 0 | 1 | 1 | 1 | 1 | 1 | 1
| 3559 | 1 | 1 | 1 | 1 | 1 | 0 | 0.112 | 0 | 0.72743 | 0 | 1 | 1 | 1 | 1 | 1 | 1
| 3560 | 1 | 1 | 1 | 1 | 1 | 0.078 | 0.082 | 0 | 0.72743 | 0 | 1 | 1 | 1 | 1 | 1 | 1
| 3561 | 1 | 1 | 1 | 1 | 1 | 0.247 | 0.076 | 0 | 0.72743 | 0 | 1 | 1 | 1 | 1 | 1 | 1
| 3562 | 1 | 1 | 1 | 1 | 1 | 0.403 | 0.086 | 0 | 0.72743 | 0 | 1 | 1 | 1 | 1 | 1 | 1
| 3563 | 1 | 1 | 1 | 1 | 1 | 0.522 | 0.101 | 0 | 0.72743 | 0 | 1 | 1 | 1 | 1 | 1 | 1
| 3564 | 1 | 1 | 1 | 1 | 1 | 0.585 | 0.117 | 0 | 0.72743 | 0 | 1 | 1 | 1 | 1 | 1 | 1
| 3565 | 1 | 1 | 1 | 1 | 1 | 0.593 | 0.116 | 0 | 0.72743 | 0 | 1 | 1 | 1 | 1 | 1 | 1
| 3566 | 1 | 1 | 1 | 1 | 1 | 0.554 | 0.111 | 0 | 0.72743 | 0 | 1 | 1 | 1 | 1 | 1 | 1
| 3567 | 1 | 1 | 1 | 1 | 1 | 0.49 | 0.113 | 0 | 0.72743 | 0 | 1 | 1 | 1 | 1 | 1 | 1
| 3568 | 1 | 1 | 1 | 1 | 1 | 0.356 | 0.119 | 0 | 0.72743 | 0 | 1 | 1 | 1 | 1 | 1 | 1
| 3569 | 1 | 1 | 1 | 1 | 1 | 0.226 | 0.13 | 0 | 0.72743 | 0 | 1 | 1 | 1 | 1 | 1 | 1
| 3570 | 1 | 1 | 1 | 1 | 1 | 0.086 | 0.167 | 0 | 0.72743 | 0 | 1 | 1 | 1 | 1 | 1 | 1
| 3571 | 1 | 1 | 1 | 1 | 1 | 0.002 | 0.264 | 0 | 0.72743 | 0 | 1 | 1 | 1 | 1 | 1 | 1
| 3572 | 1 | 1 | 1 | 1 | 1 | 0 | 0.367 | 0 | 0.72743 | 0 | 1 | 1 | 1 | 1 | 1 | 1
| 3573 | 1 | 1 | 1 | 1 | 1 | 0 | 0.355 | 0 | 0.72743 | 0 | 1 | 1 | 1 | 1 | 1 | 1
| 3574 | 1 | 1 | 1 | 1 | 1 | 0 | 0.273 | 0 | 0.72743 | 0 | 1 | 1 | 1 | 1 | 1 | 1
| 3575 | 1 | 1 | 1 | 1 | 1 | 0 | 0.186 | 0 | 0.72743 | 0 | 1 | 1 | 1 | 1 | 1 | 1
| 3576 | 1 | 1 | 1 | 1 | 1 | 0 | 0.119 | 0 | 0.72743 | 0 | 1 | 1 | 1 | 1 | 1 | 1
| 3577 | 1 | 1 | 1 | 1 | 1 | 0 | 0.083 | 0 | 0.72743 | 0 | 1 | 1 | 1 | 1 | 1 | 1
| 3578 | 1 | 1 | 1 | 1 | 1 | 0 | 0.057 | 0 | 0.72743 | 0 | 1 | 1 | 1 | 1 | 1 | 1
| 3579 | 1 | 1 | 1 | 1 | 1 | 0 | 0.03 | 0 | 0.72743 | 0 | 1 | 1 | 1 | 1 | 1 | 1
| 3580 | 1 | 1 | 1 | 1 | 1 | 0 | 0.01 | 0 | 0.72743 | 0 | 1 | 1 | 1 | 1 | 1 | 1
| 3581 | 1 | 1 | 1 | 1 | 1 | 0 | 0.002 | 0 | 0.72743 | 0 | 1 | 1 | 1 | 1 | 1 | 1
| 3582 | 1 | 1 | 1 | 1 | 1 | 0 | 0.002 | 0 | 0.72743 | 0 | 1 | 1 | 1 | 1 | 1 | 1
| 3583 | 1 | 1 | 1 | 1 | 1 | 0.003 | 0.002 | 0 | 0.72743 | 0 | 1 | 1 | 1 | 1 | 1 | 1
| 3584 | 1 | 1 | 1 | 1 | 1 | 0.135 | 0 | 0 | 0.72743 | 0 | 1 | 1 | 1 | 1 | 1 | 1
| 3585 | 1 | 1 | 1 | 1 | 1 | 0.384 | 0.006 | 0 | 0.72743 | 0 | 1 | 1 | 1 | 1 | 1 | 1
| 3586 | 1 | 1 | 1 | 1 | 1 | 0.575 | 0.025 | 0 | 0.72743 | 0 | 1 | 1 | 1 | 1 | 1 | 1
| 3587 | 1 | 1 | 1 | 1 | 1 | 0.684 | 0.043 | 0 | 0.72743 | 0 | 1 | 1 | 1 | 1 | 1 | 1
| 3588 | 1 | 1 | 1 | 1 | 1 | 0.732 | 0.057 | 0 | 0.72743 | 0 | 1 | 1 | 1 | 1 | 1 | 1
| 3589 | 1 | 1 | 1 | 1 | 1 | 0.726 | 0.063 | 0 | 0.72743 | 0 | 1 | 1 | 1 | 1 | 1 | 1
| 3590 | 1 | 1 | 1 | 1 | 1 | 0.682 | 0.069 | 0 | 0.72743 | 0 | 1 | 1 | 1 | 1 | 1 | 1
| 3591 | 1 | 1 | 1 | 1 | 1 | 0.549 | 0.084 | 0 | 0.72743 | 0 | 1 | 1 | 1 | 1 | 1 | 1
| 3592 | 1 | 1 | 1 | 1 | 1 | 0.492 | 0.104 | 0 | 0.72743 | 0 | 1 | 1 | 1 | 1 | 1 | 1
| 3593 | 1 | 1 | 1 | 1 | 1 | 0.294 | 0.139 | 0 | 0.72743 | 0 | 1 | 1 | 1 | 1 | 1 | 1
| 3594 | 1 | 1 | 1 | 1 | 1 | 0.126 | 0.185 | 0 | 0.72743 | 0 | 1 | 1 | 1 | 1 | 1 | 1
| 3595 | 1 | 1 | 1 | 1 | 1 | 0.006 | 0.268 | 0 | 0.72743 | 0 | 1 | 1 | 1 | 1 | 1 | 1
| 3596 | 1 | 1 | 1 | 1 | 1 | 0 | 0.362 | 0 | 0.72743 | 0 | 1 | 1 | 1 | 1 | 1 | 1
| 3597 | 1 | 1 | 1 | 1 | 1 | 0 | 0.373 | 0 | 0.72743 | 0 | 1 | 1 | 1 | 1 | 1 | 1
| 3598 | 1 | 1 | 1 | 1 | 1 | 0 | 0.36 | 0 | 0.72743 | 0 | 1 | 1 | 1 | 1 | 1 | 1
| 3599 | 1 | 1 | 1 | 1 | 1 | 0 | 0.311 | 0 | 0.72743 | 0 | 1 | 1 | 1 | 1 | 1 | 1
| 3600 | 1 | 1 | 1 | 1 | 1 | 0 | 0.212 | 0 | 0.72743 | 0 | 1 | 1 | 1 | 1 | 1 | 1
| 3601 | 1 | 1 | 1 | 1 | 1 | 0 | 0.118 | 0 | 0.72743 | 0 | 1 | 1 | 1 | 1 | 1 | 1
| 3602 | 1 | 1 | 1 | 1 | 1 | 0 | 0.067 | 0 | 0.72743 | 0 | 1 | 1 | 1 | 1 | 1 | 1
| 3603 | 1 | 1 | 1 | 1 | 1 | 0 | 0.03 | 0 | 0.72743 | 0 | 1 | 1 | 1 | 1 | 1 | 1
| 3604 | 1 | 1 | 1 | 1 | 1 | 0 | 0.012 | 0 | 0.72743 | 0 | 1 | 1 | 1 | 1 | 1 | 1
| 3605 | 1 | 1 | 1 | 1 | 1 | 0 | 0.005 | 0 | 0.72743 | 0 | 1 | 1 | 1 | 1 | 1 | 1
| 3606 | 1 | 1 | 1 | 1 | 1 | 0 | 0.003 | 0 | 0.72743 | 0 | 1 | 1 | 1 | 1 | 1 | 1
| 3607 | 1 | 1 | 1 | 1 | 1 | 0 | 0.002 | 0 | 0.72743 | 0 | 1 | 1 | 1 | 1 | 1 | 1
| 3608 | 1 | 1 | 1 | 1 | 1 | 0.053 | 0.003 | 0 | 0.72743 | 0 | 1 | 1 | 1 | 1 | 1 | 1
| 3609 | 1 | 1 | 1 | 1 | 1 | 0.143 | 0.003 | 0 | 0.72743 | 0 | 1 | 1 | 1 | 1 | 1 | 1
| 3610 | 1 | 1 | 1 | 1 | 1 | 0.232 | 0.002 | 0 | 0.72743 | 0 | 1 | 1 | 1 | 1 | 1 | 1
| 3611 | 1 | 1 | 1 | 1 | 1 | 0.335 | 0.002 | 0 | 0.72743 | 0 | 1 | 1 | 1 | 1 | 1 | 1
| 3612 | 1 | 1 | 1 | 1 | 1 | 0.482 | 0.003 | 0 | 0.72743 | 0 | 1 | 1 | 1 | 1 | 1 | 1
| 3613 | 1 | 1 | 1 | 1 | 1 | 0.532 | 0.005 | 0 | 0.72743 | 0 | 1 | 1 | 1 | 1 | 1 | 1
| 3614 | 1 | 1 | 1 | 1 | 1 | 0.586 | 0.005 | 0 | 0.72743 | 0 | 1 | 1 | 1 | 1 | 1 | 1
| 3615 | 1 | 1 | 1 | 1 | 1 | 0.532 | 0.008 | 0 | 0.72743 | 0 | 1 | 1 | 1 | 1 | 1 | 1
| 3616 | 1 | 1 | 1 | 1 | 1 | 0.406 | 0.012 | 0 | 0.72743 | 0 | 1 | 1 | 1 | 1 | 1 | 1
| 3617 | 1 | 1 | 1 | 1 | 1 | 0.277 | 0.016 | 0 | 0.72743 | 0 | 1 | 1 | 1 | 1 | 1 | 1
| 3618 | 1 | 1 | 1 | 1 | 1 | 0.079 | 0.025 | 0 | 0.72743 | 0 | 1 | 1 | 1 | 1 | 1 | 1
| 3619 | 1 | 1 | 1 | 1 | 1 | 0.001 | 0.055 | 0 | 0.72743 | 0 | 1 | 1 | 1 | 1 | 1 | 1
| 3620 | 1 | 1 | 1 | 1 | 1 | 0 | 0.084 | 0 | 0.72743 | 0 | 1 | 1 | 1 | 1 | 1 | 1
| 3621 | 1 | 1 | 1 | 1 | 1 | 0 | 0.09 | 0 | 0.72743 | 0 | 1 | 1 | 1 | 1 | 1 | 1
| 3622 | 1 | 1 | 1 | 1 | 1 | 0 | 0.098 | 0 | 0.72743 | 0 | 1 | 1 | 1 | 1 | 1 | 1
| 3623 | 1 | 1 | 1 | 1 | 1 | 0 | 0.102 | 0 | 0.72743 | 0 | 1 | 1 | 1 | 1 | 1 | 1
| 3624 | 1 | 1 | 1 | 1 | 1 | 0 | 0.091 | 0 | 0.72743 | 0 | 1 | 1 | 1 | 1 | 1 | 1
| 3625 | 1 | 1 | 1 | 1 | 1 | 0 | 0.067 | 0 | 0.30829 | 0 | 1 | 1 | 1 | 1 | 1 | 1
| 3626 | 1 | 1 | 1 | 1 | 1 | 0 | 0.04 | 0 | 0.30829 | 0 | 1 | 1 | 1 | 1 | 1 | 1
| 3627 | 1 | 1 | 1 | 1 | 1 | 0 | 0.022 | 0 | 0.30829 | 0 | 1 | 1 | 1 | 1 | 1 | 1
| 3628 | 1 | 1 | 1 | 1 | 1 | 0 | 0.014 | 0 | 0.30829 | 0 | 1 | 1 | 1 | 1 | 1 | 1
| 3629 | 1 | 1 | 1 | 1 | 1 | 0 | 0.012 | 0 | 0.30829 | 0 | 1 | 1 | 1 | 1 | 1 | 1
| 3630 | 1 | 1 | 1 | 1 | 1 | 0 | 0.011 | 0 | 0.30829 | 0 | 1 | 1 | 1 | 1 | 1 | 1
| 3631 | 1 | 1 | 1 | 1 | 1 | 0 | 0.008 | 0 | 0.30829 | 0 | 1 | 1 | 1 | 1 | 1 | 1
| 3632 | 1 | 1 | 1 | 1 | 1 | 0.066 | 0.008 | 0 | 0.30829 | 0 | 1 | 1 | 1 | 1 | 1 | 1
| 3633 | 1 | 1 | 1 | 1 | 1 | 0.173 | 0.004 | 0 | 0.30829 | 0 | 1 | 1 | 1 | 1 | 1 | 1
| 3634 | 1 | 1 | 1 | 1 | 1 | 0.274 | 0 | 0 | 0.30829 | 0 | 1 | 1 | 1 | 1 | 1 | 1
| 3635 | 1 | 1 | 1 | 1 | 1 | 0.381 | 0 | 0 | 0.30829 | 0 | 1 | 1 | 1 | 1 | 1 | 1
| 3636 | 1 | 1 | 1 | 1 | 1 | 0.49 | 0 | 0 | 0.30829 | 0 | 1 | 1 | 1 | 1 | 1 | 1
| 3637 | 1 | 1 | 1 | 1 | 1 | 0.533 | 0 | 0 | 0.30829 | 0 | 1 | 1 | 1 | 1 | 1 | 1
| 3638 | 1 | 1 | 1 | 1 | 1 | 0.604 | 0 | 0 | 0.30829 | 0 | 1 | 1 | 1 | 1 | 1 | 1
| 3639 | 1 | 1 | 1 | 1 | 1 | 0.518 | 0 | 0 | 0.30829 | 0 | 1 | 1 | 1 | 1 | 1 | 1
| 3640 | 1 | 1 | 1 | 1 | 1 | 0.381 | 0.003 | 0 | 0.30829 | 0 | 1 | 1 | 1 | 1 | 1 | 1
| 3641 | 1 | 1 | 1 | 1 | 1 | 0.22 | 0.003 | 0 | 0.30829 | 0 | 1 | 1 | 1 | 1 | 1 | 1
| 3642 | 1 | 1 | 1 | 1 | 1 | 0.071 | 0.003 | 0 | 0.30829 | 0 | 1 | 1 | 1 | 1 | 1 | 1
| 3643 | 1 | 1 | 1 | 1 | 1 | 0 | 0.005 | 0 | 0.30829 | 0 | 1 | 1 | 1 | 1 | 1 | 1
| 3644 | 1 | 1 | 1 | 1 | 1 | 0 | 0.009 | 0 | 0.30829 | 0 | 1 | 1 | 1 | 1 | 1 | 1
| 3645 | 1 | 1 | 1 | 1 | 1 | 0 | 0.02 | 0 | 0.30829 | 0 | 1 | 1 | 1 | 1 | 1 | 1
| 3646 | 1 | 1 | 1 | 1 | 1 | 0 | 0.032 | 0 | 0.30829 | 0 | 1 | 1 | 1 | 1 | 1 | 1
| 3647 | 1 | 1 | 1 | 1 | 1 | 0 | 0.045 | 0 | 0.30829 | 0 | 1 | 1 | 1 | 1 | 1 | 1
| 3648 | 1 | 1 | 1 | 1 | 1 | 0 | 0.035 | 0 | 0.30829 | 0 | 1 | 1 | 1 | 1 | 1 | 1
| 3649 | 1 | 1 | 1 | 1 | 1 | 0 | 0.017 | 0 | 0.30829 | 0 | 1 | 1 | 1 | 1 | 1 | 1
| 3650 | 1 | 1 | 1 | 1 | 1 | 0 | 0.006 | 0 | 0.30829 | 0 | 1 | 1 | 1 | 1 | 1 | 1
| 3651 | 1 | 1 | 1 | 1 | 1 | 0 | 0.003 | 0 | 0.30829 | 0 | 1 | 1 | 1 | 1 | 1 | 1
| 3652 | 1 | 1 | 1 | 1 | 1 | 0 | 0.001 | 0 | 0.30829 | 0 | 1 | 1 | 1 | 1 | 1 | 1
| 3653 | 1 | 1 | 1 | 1 | 1 | 0 | 0.001 | 0 | 0.30829 | 0 | 1 | 1 | 1 | 1 | 1 | 1
| 3654 | 1 | 1 | 1 | 1 | 1 | 0 | 0 | 0 | 0.30829 | 0 | 1 | 1 | 1 | 1 | 1 | 1
| 3655 | 1 | 1 | 1 | 1 | 1 | 0 | 0 | 0 | 0.30829 | 0 | 1 | 1 | 1 | 1 | 1 | 1
| 3656 | 1 | 1 | 1 | 1 | 1 | 0.06 | 0.001 | 0 | 0.30829 | 0 | 1 | 1 | 1 | 1 | 1 | 1
| 3657 | 1 | 1 | 1 | 1 | 1 | 0.219 | 0.002 | 0 | 0.30829 | 0 | 1 | 1 | 1 | 1 | 1 | 1
| 3658 | 1 | 1 | 1 | 1 | 1 | 0.381 | 0.009 | 0 | 0.30829 | 0 | 1 | 1 | 1 | 1 | 1 | 1
| 3659 | 1 | 1 | 1 | 1 | 1 | 0.551 | 0.011 | 0 | 0.30829 | 0 | 1 | 1 | 1 | 1 | 1 | 1
| 3660 | 1 | 1 | 1 | 1 | 1 | 0.534 | 0.009 | 0 | 0.30829 | 0 | 1 | 1 | 1 | 1 | 1 | 1
| 3661 | 1 | 1 | 1 | 1 | 1 | 0.512 | 0.011 | 0 | 0.30829 | 0 | 1 | 1 | 1 | 1 | 1 | 1
| 3662 | 1 | 1 | 1 | 1 | 1 | 0.325 | 0.013 | 0 | 0.30829 | 0 | 1 | 1 | 1 | 1 | 1 | 1
| 3663 | 1 | 1 | 1 | 1 | 1 | 0.239 | 0.027 | 0 | 0.30829 | 0 | 1 | 1 | 1 | 1 | 1 | 1
| 3664 | 1 | 1 | 1 | 1 | 1 | 0.162 | 0.022 | 0 | 0.30829 | 0 | 1 | 1 | 1 | 1 | 1 | 1
| 3665 | 1 | 1 | 1 | 1 | 1 | 0.098 | 0.018 | 0 | 0.30829 | 0 | 1 | 1 | 1 | 1 | 1 | 1
| 3666 | 1 | 1 | 1 | 1 | 1 | 0.034 | 0.02 | 0 | 0.30829 | 0 | 1 | 1 | 1 | 1 | 1 | 1
| 3667 | 1 | 1 | 1 | 1 | 1 | 0 | 0.019 | 0 | 0.30829 | 0 | 1 | 1 | 1 | 1 | 1 | 1
| 3668 | 1 | 1 | 1 | 1 | 1 | 0 | 0.018 | 0 | 0.30829 | 0 | 1 | 1 | 1 | 1 | 1 | 1
| 3669 | 1 | 1 | 1 | 1 | 1 | 0 | 0.027 | 0 | 0.30829 | 0 | 1 | 1 | 1 | 1 | 1 | 1
| 3670 | 1 | 1 | 1 | 1 | 1 | 0 | 0.064 | 0 | 0.30829 | 0 | 1 | 1 | 1 | 1 | 1 | 1
| 3671 | 1 | 1 | 1 | 1 | 1 | 0 | 0.115 | 0 | 0.30829 | 0 | 1 | 1 | 1 | 1 | 1 | 1
| 3672 | 1 | 1 | 1 | 1 | 1 | 0 | 0.133 | 0 | 0.30829 | 0 | 1 | 1 | 1 | 1 | 1 | 1
| 3673 | 1 | 1 | 1 | 1 | 1 | 0 | 0.177 | 0 | 0.30829 | 0 | 1 | 1 | 1 | 1 | 1 | 1
| 3674 | 1 | 1 | 1 | 1 | 1 | 0 | 0.157 | 0 | 0.30829 | 0 | 1 | 1 | 1 | 1 | 1 | 1
| 3675 | 1 | 1 | 1 | 1 | 1 | 0 | 0.132 | 0 | 0.30829 | 0 | 1 | 1 | 1 | 1 | 1 | 1
| 3676 | 1 | 1 | 1 | 1 | 1 | 0 | 0.103 | 0 | 0.30829 | 0 | 1 | 1 | 1 | 1 | 1 | 1
| 3677 | 1 | 1 | 1 | 1 | 1 | 0 | 0.057 | 0 | 0.30829 | 0 | 1 | 1 | 1 | 1 | 1 | 1
| 3678 | 1 | 1 | 1 | 1 | 1 | 0 | 0.013 | 0 | 0.30829 | 0 | 1 | 1 | 1 | 1 | 1 | 1
| 3679 | 1 | 1 | 1 | 1 | 1 | 0 | 0 | 0 | 0.30829 | 0 | 1 | 1 | 1 | 1 | 1 | 1
| 3680 | 1 | 1 | 1 | 1 | 1 | 0.032 | 0 | 0 | 0.30829 | 0 | 1 | 1 | 1 | 1 | 1 | 1
| 3681 | 1 | 1 | 1 | 1 | 1 | 0.109 | 0.002 | 0 | 0.30829 | 0 | 1 | 1 | 1 | 1 | 1 | 1
| 3682 | 1 | 1 | 1 | 1 | 1 | 0.214 | 0.013 | 0 | 0.30829 | 0 | 1 | 1 | 1 | 1 | 1 | 1
| 3683 | 1 | 1 | 1 | 1 | 1 | 0.351 | 0.019 | 0 | 0.30829 | 0 | 1 | 1 | 1 | 1 | 1 | 1
| 3684 | 1 | 1 | 1 | 1 | 1 | 0.504 | 0.017 | 0 | 0.30829 | 0 | 1 | 1 | 1 | 1 | 1 | 1
| 3685 | 1 | 1 | 1 | 1 | 1 | 0.562 | 0.012 | 0 | 0.30829 | 0 | 1 | 1 | 1 | 1 | 1 | 1
| 3686 | 1 | 1 | 1 | 1 | 1 | 0.505 | 0.015 | 0 | 0.30829 | 0 | 1 | 1 | 1 | 1 | 1 | 1
| 3687 | 1 | 1 | 1 | 1 | 1 | 0.463 | 0.023 | 0 | 0.30829 | 0 | 1 | 1 | 1 | 1 | 1 | 1
| 3688 | 1 | 1 | 1 | 1 | 1 | 0.341 | 0.03 | 0 | 0.30829 | 0 | 1 | 1 | 1 | 1 | 1 | 1
| 3689 | 1 | 1 | 1 | 1 | 1 | 0.212 | 0.036 | 0 | 0.30829 | 0 | 1 | 1 | 1 | 1 | 1 | 1
| 3690 | 1 | 1 | 1 | 1 | 1 | 0.082 | 0.037 | 0 | 0.30829 | 0 | 1 | 1 | 1 | 1 | 1 | 1
| 3691 | 1 | 1 | 1 | 1 | 1 | 0.001 | 0.031 | 0 | 0.30829 | 0 | 1 | 1 | 1 | 1 | 1 | 1
| 3692 | 1 | 1 | 1 | 1 | 1 | 0 | 0.029 | 0 | 0.30829 | 0 | 1 | 1 | 1 | 1 | 1 | 1
| 3693 | 1 | 1 | 1 | 1 | 1 | 0 | 0.036 | 0 | 0.30829 | 0 | 1 | 1 | 1 | 1 | 1 | 1
| 3694 | 1 | 1 | 1 | 1 | 1 | 0 | 0.058 | 0 | 0.30829 | 0 | 1 | 1 | 1 | 1 | 1 | 1
| 3695 | 1 | 1 | 1 | 1 | 1 | 0 | 0.093 | 0 | 0.30829 | 0 | 1 | 1 | 1 | 1 | 1 | 1
| 3696 | 1 | 1 | 1 | 1 | 1 | 0 | 0.113 | 0 | 0.30829 | 0 | 1 | 1 | 1 | 1 | 1 | 1
| 3697 | 1 | 1 | 1 | 1 | 1 | 0 | 0.111 | 0 | 0.30829 | 0 | 1 | 1 | 1 | 1 | 1 | 1
| 3698 | 1 | 1 | 1 | 1 | 1 | 0 | 0.082 | 0 | 0.30829 | 0 | 1 | 1 | 1 | 1 | 1 | 1
| 3699 | 1 | 1 | 1 | 1 | 1 | 0 | 0.046 | 0 | 0.30829 | 0 | 1 | 1 | 1 | 1 | 1 | 1
| 3700 | 1 | 1 | 1 | 1 | 1 | 0 | 0.022 | 0 | 0.30829 | 0 | 1 | 1 | 1 | 1 | 1 | 1
| 3701 | 1 | 1 | 1 | 1 | 1 | 0 | 0.011 | 0 | 0.30829 | 0 | 1 | 1 | 1 | 1 | 1 | 1
| 3702 | 1 | 1 | 1 | 1 | 1 | 0 | 0.007 | 0 | 0.30829 | 0 | 1 | 1 | 1 | 1 | 1 | 1
| 3703 | 1 | 1 | 1 | 1 | 1 | 0.001 | 0.003 | 0 | 0.30829 | 0 | 1 | 1 | 1 | 1 | 1 | 1
| 3704 | 1 | 1 | 1 | 1 | 1 | 0.1 | 0.001 | 0 | 0.30829 | 0 | 1 | 1 | 1 | 1 | 1 | 1
| 3705 | 1 | 1 | 1 | 1 | 1 | 0.268 | 0 | 0 | 0.30829 | 0 | 1 | 1 | 1 | 1 | 1 | 1
| 3706 | 1 | 1 | 1 | 1 | 1 | 0.417 | 0 | 0 | 0.30829 | 0 | 1 | 1 | 1 | 1 | 1 | 1
| 3707 | 1 | 1 | 1 | 1 | 1 | 0.58 | 0.001 | 0 | 0.30829 | 0 | 1 | 1 | 1 | 1 | 1 | 1
| 3708 | 1 | 1 | 1 | 1 | 1 | 0.65 | 0.002 | 0 | 0.30829 | 0 | 1 | 1 | 1 | 1 | 1 | 1
| 3709 | 1 | 1 | 1 | 1 | 1 | 0.675 | 0.006 | 0 | 0.30829 | 0 | 1 | 1 | 1 | 1 | 1 | 1
| 3710 | 1 | 1 | 1 | 1 | 1 | 0.587 | 0.013 | 0 | 0.30829 | 0 | 1 | 1 | 1 | 1 | 1 | 1
| 3711 | 1 | 1 | 1 | 1 | 1 | 0.52 | 0.023 | 0 | 0.30829 | 0 | 1 | 1 | 1 | 1 | 1 | 1
| 3712 | 1 | 1 | 1 | 1 | 1 | 0.343 | 0.031 | 0 | 0.30829 | 0 | 1 | 1 | 1 | 1 | 1 | 1
| 3713 | 1 | 1 | 1 | 1 | 1 | 0.19 | 0.034 | 0 | 0.30829 | 0 | 1 | 1 | 1 | 1 | 1 | 1
| 3714 | 1 | 1 | 1 | 1 | 1 | 0.063 | 0.032 | 0 | 0.30829 | 0 | 1 | 1 | 1 | 1 | 1 | 1
| 3715 | 1 | 1 | 1 | 1 | 1 | 0 | 0.018 | 0 | 0.30829 | 0 | 1 | 1 | 1 | 1 | 1 | 1
| 3716 | 1 | 1 | 1 | 1 | 1 | 0 | 0.009 | 0 | 0.30829 | 0 | 1 | 1 | 1 | 1 | 1 | 1
| 3717 | 1 | 1 | 1 | 1 | 1 | 0 | 0.011 | 0 | 0.30829 | 0 | 1 | 1 | 1 | 1 | 1 | 1
| 3718 | 1 | 1 | 1 | 1 | 1 | 0 | 0.021 | 0 | 0.30829 | 0 | 1 | 1 | 1 | 1 | 1 | 1
| 3719 | 1 | 1 | 1 | 1 | 1 | 0 | 0.03 | 0 | 0.30829 | 0 | 1 | 1 | 1 | 1 | 1 | 1
| 3720 | 1 | 1 | 1 | 1 | 1 | 0 | 0.038 | 0 | 0.30829 | 0 | 1 | 1 | 1 | 1 | 1 | 1
| 3721 | 1 | 1 | 1 | 1 | 1 | 0 | 0.044 | 0 | 0.30829 | 0 | 1 | 1 | 1 | 1 | 1 | 1
| 3722 | 1 | 1 | 1 | 1 | 1 | 0 | 0.051 | 0 | 0.30829 | 0 | 1 | 1 | 1 | 1 | 1 | 1
| 3723 | 1 | 1 | 1 | 1 | 1 | 0 | 0.059 | 0 | 0.30829 | 0 | 1 | 1 | 1 | 1 | 1 | 1
| 3724 | 1 | 1 | 1 | 1 | 1 | 0 | 0.062 | 0 | 0.30829 | 0 | 1 | 1 | 1 | 1 | 1 | 1
| 3725 | 1 | 1 | 1 | 1 | 1 | 0 | 0.058 | 0 | 0.30829 | 0 | 1 | 1 | 1 | 1 | 1 | 1
| 3726 | 1 | 1 | 1 | 1 | 1 | 0 | 0.05 | 0 | 0.30829 | 0 | 1 | 1 | 1 | 1 | 1 | 1
| 3727 | 1 | 1 | 1 | 1 | 1 | 0 | 0.046 | 0 | 0.30829 | 0 | 1 | 1 | 1 | 1 | 1 | 1
| 3728 | 1 | 1 | 1 | 1 | 1 | 0.021 | 0.047 | 0 | 0.30829 | 0 | 1 | 1 | 1 | 1 | 1 | 1
| 3729 | 1 | 1 | 1 | 1 | 1 | 0.111 | 0.041 | 0 | 0.30829 | 0 | 1 | 1 | 1 | 1 | 1 | 1
| 3730 | 1 | 1 | 1 | 1 | 1 | 0.222 | 0.027 | 0 | 0.30829 | 0 | 1 | 1 | 1 | 1 | 1 | 1
| 3731 | 1 | 1 | 1 | 1 | 1 | 0.335 | 0.017 | 0 | 0.30829 | 0 | 1 | 1 | 1 | 1 | 1 | 1
| 3732 | 1 | 1 | 1 | 1 | 1 | 0.467 | 0.008 | 0 | 0.30829 | 0 | 1 | 1 | 1 | 1 | 1 | 1
| 3733 | 1 | 1 | 1 | 1 | 1 | 0.492 | 0.006 | 0 | 0.30829 | 0 | 1 | 1 | 1 | 1 | 1 | 1
| 3734 | 1 | 1 | 1 | 1 | 1 | 0.488 | 0.01 | 0 | 0.30829 | 0 | 1 | 1 | 1 | 1 | 1 | 1
| 3735 | 1 | 1 | 1 | 1 | 1 | 0.409 | 0.015 | 0 | 0.30829 | 0 | 1 | 1 | 1 | 1 | 1 | 1
| 3736 | 1 | 1 | 1 | 1 | 1 | 0.276 | 0.025 | 0 | 0.30829 | 0 | 1 | 1 | 1 | 1 | 1 | 1
| 3737 | 1 | 1 | 1 | 1 | 1 | 0.168 | 0.041 | 0 | 0.30829 | 0 | 1 | 1 | 1 | 1 | 1 | 1
| 3738 | 1 | 1 | 1 | 1 | 1 | 0.054 | 0.056 | 0 | 0.30829 | 0 | 1 | 1 | 1 | 1 | 1 | 1
| 3739 | 1 | 1 | 1 | 1 | 1 | 0 | 0.055 | 0 | 0.30829 | 0 | 1 | 1 | 1 | 1 | 1 | 1
| 3740 | 1 | 1 | 1 | 1 | 1 | 0 | 0.05 | 0 | 0.30829 | 0 | 1 | 1 | 1 | 1 | 1 | 1
| 3741 | 1 | 1 | 1 | 1 | 1 | 0 | 0.049 | 0 | 0.30829 | 0 | 1 | 1 | 1 | 1 | 1 | 1
| 3742 | 1 | 1 | 1 | 1 | 1 | 0 | 0.043 | 0 | 0.30829 | 0 | 1 | 1 | 1 | 1 | 1 | 1
| 3743 | 1 | 1 | 1 | 1 | 1 | 0 | 0.043 | 0 | 0.30829 | 0 | 1 | 1 | 1 | 1 | 1 | 1
| 3744 | 1 | 1 | 1 | 1 | 1 | 0 | 0.045 | 0 | 0.30829 | 0 | 1 | 1 | 1 | 1 | 1 | 1
| 3745 | 1 | 1 | 1 | 1 | 1 | 0 | 0.058 | 0 | 0.30829 | 0 | 1 | 1 | 1 | 1 | 1 | 1
| 3746 | 1 | 1 | 1 | 1 | 1 | 0 | 0.045 | 0 | 0.30829 | 0 | 1 | 1 | 1 | 1 | 1 | 1
| 3747 | 1 | 1 | 1 | 1 | 1 | 0 | 0.028 | 0 | 0.30829 | 0 | 1 | 1 | 1 | 1 | 1 | 1
| 3748 | 1 | 1 | 1 | 1 | 1 | 0 | 0.011 | 0 | 0.30829 | 0 | 1 | 1 | 1 | 1 | 1 | 1
| 3749 | 1 | 1 | 1 | 1 | 1 | 0 | 0.004 | 0 | 0.30829 | 0 | 1 | 1 | 1 | 1 | 1 | 1
| 3750 | 1 | 1 | 1 | 1 | 1 | 0 | 0.002 | 0 | 0.30829 | 0 | 1 | 1 | 1 | 1 | 1 | 1
| 3751 | 1 | 1 | 1 | 1 | 1 | 0 | 0.002 | 0 | 0.30829 | 0 | 1 | 1 | 1 | 1 | 1 | 1
| 3752 | 1 | 1 | 1 | 1 | 1 | 0.048 | 0.003 | 0 | 0.30829 | 0 | 1 | 1 | 1 | 1 | 1 | 1
| 3753 | 1 | 1 | 1 | 1 | 1 | 0.176 | 0.011 | 0 | 0.30829 | 0 | 1 | 1 | 1 | 1 | 1 | 1
| 3754 | 1 | 1 | 1 | 1 | 1 | 0.38 | 0.024 | 0 | 0.30829 | 0 | 1 | 1 | 1 | 1 | 1 | 1
| 3755 | 1 | 1 | 1 | 1 | 1 | 0.519 | 0.028 | 0 | 0.30829 | 0 | 1 | 1 | 1 | 1 | 1 | 1
| 3756 | 1 | 1 | 1 | 1 | 1 | 0.512 | 0.022 | 0 | 0.30829 | 0 | 1 | 1 | 1 | 1 | 1 | 1
| 3757 | 1 | 1 | 1 | 1 | 1 | 0.538 | 0.019 | 0 | 0.30829 | 0 | 1 | 1 | 1 | 1 | 1 | 1
| 3758 | 1 | 1 | 1 | 1 | 1 | 0.474 | 0.019 | 0 | 0.30829 | 0 | 1 | 1 | 1 | 1 | 1 | 1
| 3759 | 1 | 1 | 1 | 1 | 1 | 0.464 | 0.022 | 0 | 0.30829 | 0 | 1 | 1 | 1 | 1 | 1 | 1
| 3760 | 1 | 1 | 1 | 1 | 1 | 0.333 | 0.03 | 0 | 0.30829 | 0 | 1 | 1 | 1 | 1 | 1 | 1
| 3761 | 1 | 1 | 1 | 1 | 1 | 0.233 | 0.038 | 0 | 0.30829 | 0 | 1 | 1 | 1 | 1 | 1 | 1
| 3762 | 1 | 1 | 1 | 1 | 1 | 0.088 | 0.055 | 0 | 0.30829 | 0 | 1 | 1 | 1 | 1 | 1 | 1
| 3763 | 1 | 1 | 1 | 1 | 1 | 0.002 | 0.082 | 0 | 0.30829 | 0 | 1 | 1 | 1 | 1 | 1 | 1
| 3764 | 1 | 1 | 1 | 1 | 1 | 0 | 0.084 | 0 | 0.30829 | 0 | 1 | 1 | 1 | 1 | 1 | 1
| 3765 | 1 | 1 | 1 | 1 | 1 | 0 | 0.068 | 0 | 0.30829 | 0 | 1 | 1 | 1 | 1 | 1 | 1
| 3766 | 1 | 1 | 1 | 1 | 1 | 0 | 0.056 | 0 | 0.30829 | 0 | 1 | 1 | 1 | 1 | 1 | 1
| 3767 | 1 | 1 | 1 | 1 | 1 | 0 | 0.058 | 0 | 0.30829 | 0 | 1 | 1 | 1 | 1 | 1 | 1
| 3768 | 1 | 1 | 1 | 1 | 1 | 0 | 0.055 | 0 | 0.30829 | 0 | 1 | 1 | 1 | 1 | 1 | 1
| 3769 | 1 | 1 | 1 | 1 | 1 | 0 | 0.057 | 0 | 0.30829 | 0 | 1 | 1 | 1 | 1 | 1 | 1
| 3770 | 1 | 1 | 1 | 1 | 1 | 0 | 0.051 | 0 | 0.30829 | 0 | 1 | 1 | 1 | 1 | 1 | 1
| 3771 | 1 | 1 | 1 | 1 | 1 | 0 | 0.03 | 0 | 0.30829 | 0 | 1 | 1 | 1 | 1 | 1 | 1
| 3772 | 1 | 1 | 1 | 1 | 1 | 0 | 0.015 | 0 | 0.30829 | 0 | 1 | 1 | 1 | 1 | 1 | 1
| 3773 | 1 | 1 | 1 | 1 | 1 | 0 | 0.011 | 0 | 0.30829 | 0 | 1 | 1 | 1 | 1 | 1 | 1
| 3774 | 1 | 1 | 1 | 1 | 1 | 0 | 0.008 | 0 | 0.30829 | 0 | 1 | 1 | 1 | 1 | 1 | 1
| 3775 | 1 | 1 | 1 | 1 | 1 | 0.001 | 0.006 | 0 | 0.30829 | 0 | 1 | 1 | 1 | 1 | 1 | 1
| 3776 | 1 | 1 | 1 | 1 | 1 | 0.093 | 0.001 | 0 | 0.30829 | 0 | 1 | 1 | 1 | 1 | 1 | 1
| 3777 | 1 | 1 | 1 | 1 | 1 | 0.236 | 0.001 | 0 | 0.30829 | 0 | 1 | 1 | 1 | 1 | 1 | 1
| 3778 | 1 | 1 | 1 | 1 | 1 | 0.338 | 0 | 0 | 0.30829 | 0 | 1 | 1 | 1 | 1 | 1 | 1
| 3779 | 1 | 1 | 1 | 1 | 1 | 0.476 | 0 | 0 | 0.30829 | 0 | 1 | 1 | 1 | 1 | 1 | 1
| 3780 | 1 | 1 | 1 | 1 | 1 | 0.522 | 0 | 0 | 0.30829 | 0 | 1 | 1 | 1 | 1 | 1 | 1
| 3781 | 1 | 1 | 1 | 1 | 1 | 0.606 | 0 | 0 | 0.30829 | 0 | 1 | 1 | 1 | 1 | 1 | 1
| 3782 | 1 | 1 | 1 | 1 | 1 | 0.551 | 0.002 | 0 | 0.30829 | 0 | 1 | 1 | 1 | 1 | 1 | 1
| 3783 | 1 | 1 | 1 | 1 | 1 | 0.481 | 0.003 | 0 | 0.30829 | 0 | 1 | 1 | 1 | 1 | 1 | 1
| 3784 | 1 | 1 | 1 | 1 | 1 | 0.386 | 0.004 | 0 | 0.30829 | 0 | 1 | 1 | 1 | 1 | 1 | 1
| 3785 | 1 | 1 | 1 | 1 | 1 | 0.253 | 0.005 | 0 | 0.30829 | 0 | 1 | 1 | 1 | 1 | 1 | 1
| 3786 | 1 | 1 | 1 | 1 | 1 | 0.091 | 0.013 | 0 | 0.30829 | 0 | 1 | 1 | 1 | 1 | 1 | 1
| 3787 | 1 | 1 | 1 | 1 | 1 | 0.002 | 0.044 | 0 | 0.30829 | 0 | 1 | 1 | 1 | 1 | 1 | 1
| 3788 | 1 | 1 | 1 | 1 | 1 | 0 | 0.092 | 0 | 0.30829 | 0 | 1 | 1 | 1 | 1 | 1 | 1
| 3789 | 1 | 1 | 1 | 1 | 1 | 0 | 0.133 | 0 | 0.30829 | 0 | 1 | 1 | 1 | 1 | 1 | 1
| 3790 | 1 | 1 | 1 | 1 | 1 | 0 | 0.152 | 0 | 0.30829 | 0 | 1 | 1 | 1 | 1 | 1 | 1
| 3791 | 1 | 1 | 1 | 1 | 1 | 0 | 0.137 | 0 | 0.30829 | 0 | 1 | 1 | 1 | 1 | 1 | 1
| 3792 | 1 | 1 | 1 | 1 | 1 | 0 | 0.101 | 0 | 0.30829 | 0 | 1 | 1 | 1 | 1 | 1 | 1
| 3793 | 1 | 1 | 1 | 1 | 1 | 0 | 0.091 | 0 | 0.30829 | 0 | 1 | 1 | 1 | 1 | 1 | 1
| 3794 | 1 | 1 | 1 | 1 | 1 | 0 | 0.084 | 0 | 0.30829 | 0 | 1 | 1 | 1 | 1 | 1 | 1
| 3795 | 1 | 1 | 1 | 1 | 1 | 0 | 0.081 | 0 | 0.30829 | 0 | 1 | 1 | 1 | 1 | 1 | 1
| 3796 | 1 | 1 | 1 | 1 | 1 | 0 | 0.082 | 0 | 0.30829 | 0 | 1 | 1 | 1 | 1 | 1 | 1
| 3797 | 1 | 1 | 1 | 1 | 1 | 0 | 0.076 | 0 | 0.30829 | 0 | 1 | 1 | 1 | 1 | 1 | 1
| 3798 | 1 | 1 | 1 | 1 | 1 | 0 | 0.071 | 0 | 0.30829 | 0 | 1 | 1 | 1 | 1 | 1 | 1
| 3799 | 1 | 1 | 1 | 1 | 1 | 0 | 0.056 | 0 | 0.30829 | 0 | 1 | 1 | 1 | 1 | 1 | 1
| 3800 | 1 | 1 | 1 | 1 | 1 | 0.046 | 0.048 | 0 | 0.30829 | 0 | 1 | 1 | 1 | 1 | 1 | 1
| 3801 | 1 | 1 | 1 | 1 | 1 | 0.143 | 0.041 | 0 | 0.30829 | 0 | 1 | 1 | 1 | 1 | 1 | 1
| 3802 | 1 | 1 | 1 | 1 | 1 | 0.268 | 0.026 | 0 | 0.30829 | 0 | 1 | 1 | 1 | 1 | 1 | 1
| 3803 | 1 | 1 | 1 | 1 | 1 | 0.384 | 0.018 | 0 | 0.30829 | 0 | 1 | 1 | 1 | 1 | 1 | 1
| 3804 | 1 | 1 | 1 | 1 | 1 | 0.471 | 0.015 | 0 | 0.30829 | 0 | 1 | 1 | 1 | 1 | 1 | 1
| 3805 | 1 | 1 | 1 | 1 | 1 | 0.49 | 0.015 | 0 | 0.30829 | 0 | 1 | 1 | 1 | 1 | 1 | 1
| 3806 | 1 | 1 | 1 | 1 | 1 | 0.545 | 0.017 | 0 | 0.30829 | 0 | 1 | 1 | 1 | 1 | 1 | 1
| 3807 | 1 | 1 | 1 | 1 | 1 | 0.485 | 0.021 | 0 | 0.30829 | 0 | 1 | 1 | 1 | 1 | 1 | 1
| 3808 | 1 | 1 | 1 | 1 | 1 | 0.403 | 0.032 | 0 | 0.30829 | 0 | 1 | 1 | 1 | 1 | 1 | 1
| 3809 | 1 | 1 | 1 | 1 | 1 | 0.237 | 0.049 | 0 | 0.30829 | 0 | 1 | 1 | 1 | 1 | 1 | 1
| 3810 | 1 | 1 | 1 | 1 | 1 | 0.107 | 0.081 | 0 | 0.30829 | 0 | 1 | 1 | 1 | 1 | 1 | 1
| 3811 | 1 | 1 | 1 | 1 | 1 | 0.003 | 0.147 | 0 | 0.30829 | 0 | 1 | 1 | 1 | 1 | 1 | 1
| 3812 | 1 | 1 | 1 | 1 | 1 | 0 | 0.227 | 0 | 0.30829 | 0 | 1 | 1 | 1 | 1 | 1 | 1
| 3813 | 1 | 1 | 1 | 1 | 1 | 0 | 0.251 | 0 | 0.30829 | 0 | 1 | 1 | 1 | 1 | 1 | 1
| 3814 | 1 | 1 | 1 | 1 | 1 | 0 | 0.203 | 0 | 0.30829 | 0 | 1 | 1 | 1 | 1 | 1 | 1
| 3815 | 1 | 1 | 1 | 1 | 1 | 0 | 0.144 | 0 | 0.30829 | 0 | 1 | 1 | 1 | 1 | 1 | 1
| 3816 | 1 | 1 | 1 | 1 | 1 | 0 | 0.108 | 0 | 0.30829 | 0 | 1 | 1 | 1 | 1 | 1 | 1
| 3817 | 1 | 1 | 1 | 1 | 1 | 0 | 0.062 | 0 | 0.30829 | 0 | 1 | 1 | 1 | 1 | 1 | 1
| 3818 | 1 | 1 | 1 | 1 | 1 | 0 | 0.037 | 0 | 0.30829 | 0 | 1 | 1 | 1 | 1 | 1 | 1
| 3819 | 1 | 1 | 1 | 1 | 1 | 0 | 0.022 | 0 | 0.30829 | 0 | 1 | 1 | 1 | 1 | 1 | 1
| 3820 | 1 | 1 | 1 | 1 | 1 | 0 | 0.009 | 0 | 0.30829 | 0 | 1 | 1 | 1 | 1 | 1 | 1
| 3821 | 1 | 1 | 1 | 1 | 1 | 0 | 0.005 | 0 | 0.30829 | 0 | 1 | 1 | 1 | 1 | 1 | 1
| 3822 | 1 | 1 | 1 | 1 | 1 | 0 | 0.008 | 0 | 0.30829 | 0 | 1 | 1 | 1 | 1 | 1 | 1
| 3823 | 1 | 1 | 1 | 1 | 1 | 0 | 0.02 | 0 | 0.30829 | 0 | 1 | 1 | 1 | 1 | 1 | 1
| 3824 | 1 | 1 | 1 | 1 | 1 | 0.106 | 0.05 | 0 | 0.30829 | 0 | 1 | 1 | 1 | 1 | 1 | 1
| 3825 | 1 | 1 | 1 | 1 | 1 | 0.282 | 0.161 | 0 | 0.30829 | 0 | 1 | 1 | 1 | 1 | 1 | 1
| 3826 | 1 | 1 | 1 | 1 | 1 | 0.376 | 0.197 | 0 | 0.30829 | 0 | 1 | 1 | 1 | 1 | 1 | 1
| 3827 | 1 | 1 | 1 | 1 | 1 | 0.449 | 0.165 | 0 | 0.30829 | 0 | 1 | 1 | 1 | 1 | 1 | 1
| 3828 | 1 | 1 | 1 | 1 | 1 | 0.427 | 0.133 | 0 | 0.30829 | 0 | 1 | 1 | 1 | 1 | 1 | 1
| 3829 | 1 | 1 | 1 | 1 | 1 | 0.377 | 0.121 | 0 | 0.30829 | 0 | 1 | 1 | 1 | 1 | 1 | 1
| 3830 | 1 | 1 | 1 | 1 | 1 | 0.359 | 0.122 | 0 | 0.30829 | 0 | 1 | 1 | 1 | 1 | 1 | 1
| 3831 | 1 | 1 | 1 | 1 | 1 | 0.322 | 0.132 | 0 | 0.30829 | 0 | 1 | 1 | 1 | 1 | 1 | 1
| 3832 | 1 | 1 | 1 | 1 | 1 | 0.217 | 0.149 | 0 | 0.30829 | 0 | 1 | 1 | 1 | 1 | 1 | 1
| 3833 | 1 | 1 | 1 | 1 | 1 | 0.137 | 0.171 | 0 | 0.30829 | 0 | 1 | 1 | 1 | 1 | 1 | 1
| 3834 | 1 | 1 | 1 | 1 | 1 | 0.054 | 0.18 | 0 | 0.30829 | 0 | 1 | 1 | 1 | 1 | 1 | 1
| 3835 | 1 | 1 | 1 | 1 | 1 | 0.001 | 0.126 | 0 | 0.30829 | 0 | 1 | 1 | 1 | 1 | 1 | 1
| 3836 | 1 | 1 | 1 | 1 | 1 | 0 | 0.085 | 0 | 0.30829 | 0 | 1 | 1 | 1 | 1 | 1 | 1
| 3837 | 1 | 1 | 1 | 1 | 1 | 0 | 0.076 | 0 | 0.30829 | 0 | 1 | 1 | 1 | 1 | 1 | 1
| 3838 | 1 | 1 | 1 | 1 | 1 | 0 | 0.078 | 0 | 0.30829 | 0 | 1 | 1 | 1 | 1 | 1 | 1
| 3839 | 1 | 1 | 1 | 1 | 1 | 0 | 0.085 | 0 | 0.30829 | 0 | 1 | 1 | 1 | 1 | 1 | 1
| 3840 | 1 | 1 | 1 | 1 | 1 | 0 | 0.082 | 0 | 0.30829 | 0 | 1 | 1 | 1 | 1 | 1 | 1
| 3841 | 1 | 1 | 1 | 1 | 1 | 0 | 0.078 | 0 | 0.30829 | 0 | 1 | 1 | 1 | 1 | 1 | 1
| 3842 | 1 | 1 | 1 | 1 | 1 | 0 | 0.074 | 0 | 0.30829 | 0 | 1 | 1 | 1 | 1 | 1 | 1
| 3843 | 1 | 1 | 1 | 1 | 1 | 0 | 0.064 | 0 | 0.30829 | 0 | 1 | 1 | 1 | 1 | 1 | 1
| 3844 | 1 | 1 | 1 | 1 | 1 | 0 | 0.058 | 0 | 0.30829 | 0 | 1 | 1 | 1 | 1 | 1 | 1
| 3845 | 1 | 1 | 1 | 1 | 1 | 0 | 0.072 | 0 | 0.30829 | 0 | 1 | 1 | 1 | 1 | 1 | 1
| 3846 | 1 | 1 | 1 | 1 | 1 | 0 | 0.089 | 0 | 0.30829 | 0 | 1 | 1 | 1 | 1 | 1 | 1
| 3847 | 1 | 1 | 1 | 1 | 1 | 0.001 | 0.098 | 0 | 0.30829 | 0 | 1 | 1 | 1 | 1 | 1 | 1
| 3848 | 1 | 1 | 1 | 1 | 1 | 0.106 | 0.114 | 0 | 0.30829 | 0 | 1 | 1 | 1 | 1 | 1 | 1
| 3849 | 1 | 1 | 1 | 1 | 1 | 0.299 | 0.179 | 0 | 0.30829 | 0 | 1 | 1 | 1 | 1 | 1 | 1
| 3850 | 1 | 1 | 1 | 1 | 1 | 0.444 | 0.206 | 0 | 0.30829 | 0 | 1 | 1 | 1 | 1 | 1 | 1
| 3851 | 1 | 1 | 1 | 1 | 1 | 0.584 | 0.195 | 0 | 0.30829 | 0 | 1 | 1 | 1 | 1 | 1 | 1
| 3852 | 1 | 1 | 1 | 1 | 1 | 0.664 | 0.176 | 0 | 0.30829 | 0 | 1 | 1 | 1 | 1 | 1 | 1
| 3853 | 1 | 1 | 1 | 1 | 1 | 0.718 | 0.147 | 0 | 0.30829 | 0 | 1 | 1 | 1 | 1 | 1 | 1
| 3854 | 1 | 1 | 1 | 1 | 1 | 0.684 | 0.126 | 0 | 0.30829 | 0 | 1 | 1 | 1 | 1 | 1 | 1
| 3855 | 1 | 1 | 1 | 1 | 1 | 0.472 | 0.113 | 0 | 0.30829 | 0 | 1 | 1 | 1 | 1 | 1 | 1
| 3856 | 1 | 1 | 1 | 1 | 1 | 0.36 | 0.101 | 0 | 0.30829 | 0 | 1 | 1 | 1 | 1 | 1 | 1
| 3857 | 1 | 1 | 1 | 1 | 1 | 0.244 | 0.085 | 0 | 0.30829 | 0 | 1 | 1 | 1 | 1 | 1 | 1
| 3858 | 1 | 1 | 1 | 1 | 1 | 0.096 | 0.073 | 0 | 0.30829 | 0 | 1 | 1 | 1 | 1 | 1 | 1
| 3859 | 1 | 1 | 1 | 1 | 1 | 0.002 | 0.084 | 0 | 0.30829 | 0 | 1 | 1 | 1 | 1 | 1 | 1
| 3860 | 1 | 1 | 1 | 1 | 1 | 0 | 0.125 | 0 | 0.30829 | 0 | 1 | 1 | 1 | 1 | 1 | 1
| 3861 | 1 | 1 | 1 | 1 | 1 | 0 | 0.184 | 0 | 0.30829 | 0 | 1 | 1 | 1 | 1 | 1 | 1
| 3862 | 1 | 1 | 1 | 1 | 1 | 0 | 0.236 | 0 | 0.30829 | 0 | 1 | 1 | 1 | 1 | 1 | 1
| 3863 | 1 | 1 | 1 | 1 | 1 | 0 | 0.247 | 0 | 0.30829 | 0 | 1 | 1 | 1 | 1 | 1 | 1
| 3864 | 1 | 1 | 1 | 1 | 1 | 0 | 0.223 | 0 | 0.30829 | 0 | 1 | 1 | 1 | 1 | 1 | 1
| 3865 | 1 | 1 | 1 | 1 | 1 | 0 | 0.17 | 0 | 0.30829 | 0 | 1 | 1 | 1 | 1 | 1 | 1
| 3866 | 1 | 1 | 1 | 1 | 1 | 0 | 0.101 | 0 | 0.30829 | 0 | 1 | 1 | 1 | 1 | 1 | 1
| 3867 | 1 | 1 | 1 | 1 | 1 | 0 | 0.032 | 0 | 0.30829 | 0 | 1 | 1 | 1 | 1 | 1 | 1
| 3868 | 1 | 1 | 1 | 1 | 1 | 0 | 0.005 | 0 | 0.30829 | 0 | 1 | 1 | 1 | 1 | 1 | 1
| 3869 | 1 | 1 | 1 | 1 | 1 | 0 | 0.001 | 0 | 0.30829 | 0 | 1 | 1 | 1 | 1 | 1 | 1
| 3870 | 1 | 1 | 1 | 1 | 1 | 0 | 0 | 0 | 0.30829 | 0 | 1 | 1 | 1 | 1 | 1 | 1
| 3871 | 1 | 1 | 1 | 1 | 1 | 0.001 | 0 | 0 | 0.30829 | 0 | 1 | 1 | 1 | 1 | 1 | 1
| 3872 | 1 | 1 | 1 | 1 | 1 | 0.104 | 0.001 | 0 | 0.30829 | 0 | 1 | 1 | 1 | 1 | 1 | 1
| 3873 | 1 | 1 | 1 | 1 | 1 | 0.25 | 0.015 | 0 | 0.30829 | 0 | 1 | 1 | 1 | 1 | 1 | 1
| 3874 | 1 | 1 | 1 | 1 | 1 | 0.37 | 0.033 | 0 | 0.30829 | 0 | 1 | 1 | 1 | 1 | 1 | 1
| 3875 | 1 | 1 | 1 | 1 | 1 | 0.455 | 0.044 | 0 | 0.30829 | 0 | 1 | 1 | 1 | 1 | 1 | 1
| 3876 | 1 | 1 | 1 | 1 | 1 | 0.523 | 0.048 | 0 | 0.30829 | 0 | 1 | 1 | 1 | 1 | 1 | 1
| 3877 | 1 | 1 | 1 | 1 | 1 | 0.533 | 0.043 | 0 | 0.30829 | 0 | 1 | 1 | 1 | 1 | 1 | 1
| 3878 | 1 | 1 | 1 | 1 | 1 | 0.465 | 0.04 | 0 | 0.30829 | 0 | 1 | 1 | 1 | 1 | 1 | 1
| 3879 | 1 | 1 | 1 | 1 | 1 | 0.415 | 0.04 | 0 | 0.30829 | 0 | 1 | 1 | 1 | 1 | 1 | 1
| 3880 | 1 | 1 | 1 | 1 | 1 | 0.329 | 0.037 | 0 | 0.30829 | 0 | 1 | 1 | 1 | 1 | 1 | 1
| 3881 | 1 | 1 | 1 | 1 | 1 | 0.214 | 0.036 | 0 | 0.30829 | 0 | 1 | 1 | 1 | 1 | 1 | 1
| 3882 | 1 | 1 | 1 | 1 | 1 | 0.088 | 0.044 | 0 | 0.30829 | 0 | 1 | 1 | 1 | 1 | 1 | 1
| 3883 | 1 | 1 | 1 | 1 | 1 | 0.003 | 0.069 | 0 | 0.30829 | 0 | 1 | 1 | 1 | 1 | 1 | 1
| 3884 | 1 | 1 | 1 | 1 | 1 | 0 | 0.111 | 0 | 0.30829 | 0 | 1 | 1 | 1 | 1 | 1 | 1
| 3885 | 1 | 1 | 1 | 1 | 1 | 0 | 0.159 | 0 | 0.30829 | 0 | 1 | 1 | 1 | 1 | 1 | 1
| 3886 | 1 | 1 | 1 | 1 | 1 | 0 | 0.224 | 0 | 0.30829 | 0 | 1 | 1 | 1 | 1 | 1 | 1
| 3887 | 1 | 1 | 1 | 1 | 1 | 0 | 0.283 | 0 | 0.30829 | 0 | 1 | 1 | 1 | 1 | 1 | 1
| 3888 | 1 | 1 | 1 | 1 | 1 | 0 | 0.278 | 0 | 0.30829 | 0 | 1 | 1 | 1 | 1 | 1 | 1
| 3889 | 1 | 1 | 1 | 1 | 1 | 0 | 0.21 | 0 | 0.30829 | 0 | 1 | 1 | 1 | 1 | 1 | 1
| 3890 | 1 | 1 | 1 | 1 | 1 | 0 | 0.133 | 0 | 0.30829 | 0 | 1 | 1 | 1 | 1 | 1 | 1
| 3891 | 1 | 1 | 1 | 1 | 1 | 0 | 0.073 | 0 | 0.30829 | 0 | 1 | 1 | 1 | 1 | 1 | 1
| 3892 | 1 | 1 | 1 | 1 | 1 | 0 | 0.035 | 0 | 0.30829 | 0 | 1 | 1 | 1 | 1 | 1 | 1
| 3893 | 1 | 1 | 1 | 1 | 1 | 0 | 0.016 | 0 | 0.30829 | 0 | 1 | 1 | 1 | 1 | 1 | 1
| 3894 | 1 | 1 | 1 | 1 | 1 | 0 | 0.006 | 0 | 0.30829 | 0 | 1 | 1 | 1 | 1 | 1 | 1
| 3895 | 1 | 1 | 1 | 1 | 1 | 0.001 | 0.004 | 0 | 0.30829 | 0 | 1 | 1 | 1 | 1 | 1 | 1
| 3896 | 1 | 1 | 1 | 1 | 1 | 0.102 | 0.017 | 0 | 0.30829 | 0 | 1 | 1 | 1 | 1 | 1 | 1
| 3897 | 1 | 1 | 1 | 1 | 1 | 0.284 | 0.068 | 0 | 0.30829 | 0 | 1 | 1 | 1 | 1 | 1 | 1
| 3898 | 1 | 1 | 1 | 1 | 1 | 0.478 | 0.086 | 0 | 0.30829 | 0 | 1 | 1 | 1 | 1 | 1 | 1
| 3899 | 1 | 1 | 1 | 1 | 1 | 0.619 | 0.103 | 0 | 0.30829 | 0 | 1 | 1 | 1 | 1 | 1 | 1
| 3900 | 1 | 1 | 1 | 1 | 1 | 0.608 | 0.131 | 0 | 0.30829 | 0 | 1 | 1 | 1 | 1 | 1 | 1
| 3901 | 1 | 1 | 1 | 1 | 1 | 0.599 | 0.11 | 0 | 0.30829 | 0 | 1 | 1 | 1 | 1 | 1 | 1
| 3902 | 1 | 1 | 1 | 1 | 1 | 0.491 | 0.085 | 0 | 0.30829 | 0 | 1 | 1 | 1 | 1 | 1 | 1
| 3903 | 1 | 1 | 1 | 1 | 1 | 0.44 | 0.082 | 0 | 0.30829 | 0 | 1 | 1 | 1 | 1 | 1 | 1
| 3904 | 1 | 1 | 1 | 1 | 1 | 0.326 | 0.083 | 0 | 0.30829 | 0 | 1 | 1 | 1 | 1 | 1 | 1
| 3905 | 1 | 1 | 1 | 1 | 1 | 0.211 | 0.077 | 0 | 0.30829 | 0 | 1 | 1 | 1 | 1 | 1 | 1
| 3906 | 1 | 1 | 1 | 1 | 1 | 0.083 | 0.068 | 0 | 0.30829 | 0 | 1 | 1 | 1 | 1 | 1 | 1
| 3907 | 1 | 1 | 1 | 1 | 1 | 0.002 | 0.058 | 0 | 0.30829 | 0 | 1 | 1 | 1 | 1 | 1 | 1
| 3908 | 1 | 1 | 1 | 1 | 1 | 0 | 0.073 | 0 | 0.30829 | 0 | 1 | 1 | 1 | 1 | 1 | 1
| 3909 | 1 | 1 | 1 | 1 | 1 | 0 | 0.113 | 0 | 0.30829 | 0 | 1 | 1 | 1 | 1 | 1 | 1
| 3910 | 1 | 1 | 1 | 1 | 1 | 0 | 0.158 | 0 | 0.30829 | 0 | 1 | 1 | 1 | 1 | 1 | 1
| 3911 | 1 | 1 | 1 | 1 | 1 | 0 | 0.191 | 0 | 0.30829 | 0 | 1 | 1 | 1 | 1 | 1 | 1
| 3912 | 1 | 1 | 1 | 1 | 1 | 0 | 0.221 | 0 | 0.30829 | 0 | 1 | 1 | 1 | 1 | 1 | 1
| 3913 | 1 | 1 | 1 | 1 | 1 | 0 | 0.166 | 0 | 0.30829 | 0 | 1 | 1 | 1 | 1 | 1 | 1
| 3914 | 1 | 1 | 1 | 1 | 1 | 0 | 0.101 | 0 | 0.30829 | 0 | 1 | 1 | 1 | 1 | 1 | 1
| 3915 | 1 | 1 | 1 | 1 | 1 | 0 | 0.073 | 0 | 0.30829 | 0 | 1 | 1 | 1 | 1 | 1 | 1
| 3916 | 1 | 1 | 1 | 1 | 1 | 0 | 0.057 | 0 | 0.30829 | 0 | 1 | 1 | 1 | 1 | 1 | 1
| 3917 | 1 | 1 | 1 | 1 | 1 | 0 | 0.042 | 0 | 0.30829 | 0 | 1 | 1 | 1 | 1 | 1 | 1
| 3918 | 1 | 1 | 1 | 1 | 1 | 0 | 0.024 | 0 | 0.30829 | 0 | 1 | 1 | 1 | 1 | 1 | 1
| 3919 | 1 | 1 | 1 | 1 | 1 | 0 | 0.007 | 0 | 0.30829 | 0 | 1 | 1 | 1 | 1 | 1 | 1
| 3920 | 1 | 1 | 1 | 1 | 1 | 0.07 | 0.004 | 0 | 0.30829 | 0 | 1 | 1 | 1 | 1 | 1 | 1
| 3921 | 1 | 1 | 1 | 1 | 1 | 0.282 | 0.027 | 0 | 0.30829 | 0 | 1 | 1 | 1 | 1 | 1 | 1
| 3922 | 1 | 1 | 1 | 1 | 1 | 0.524 | 0.051 | 0 | 0.30829 | 0 | 1 | 1 | 1 | 1 | 1 | 1
| 3923 | 1 | 1 | 1 | 1 | 1 | 0.623 | 0.045 | 0 | 0.30829 | 0 | 1 | 1 | 1 | 1 | 1 | 1
| 3924 | 1 | 1 | 1 | 1 | 1 | 0.645 | 0.036 | 0 | 0.30829 | 0 | 1 | 1 | 1 | 1 | 1 | 1
| 3925 | 1 | 1 | 1 | 1 | 1 | 0.642 | 0.031 | 0 | 0.30829 | 0 | 1 | 1 | 1 | 1 | 1 | 1
| 3926 | 1 | 1 | 1 | 1 | 1 | 0.621 | 0.028 | 0 | 0.30829 | 0 | 1 | 1 | 1 | 1 | 1 | 1
| 3927 | 1 | 1 | 1 | 1 | 1 | 0.572 | 0.028 | 0 | 0.30829 | 0 | 1 | 1 | 1 | 1 | 1 | 1
| 3928 | 1 | 1 | 1 | 1 | 1 | 0.459 | 0.039 | 0 | 0.30829 | 0 | 1 | 1 | 1 | 1 | 1 | 1
| 3929 | 1 | 1 | 1 | 1 | 1 | 0.213 | 0.056 | 0 | 0.30829 | 0 | 1 | 1 | 1 | 1 | 1 | 1
| 3930 | 1 | 1 | 1 | 1 | 1 | 0.056 | 0.082 | 0 | 0.30829 | 0 | 1 | 1 | 1 | 1 | 1 | 1
| 3931 | 1 | 1 | 1 | 1 | 1 | 0 | 0.128 | 0 | 0.30829 | 0 | 1 | 1 | 1 | 1 | 1 | 1
| 3932 | 1 | 1 | 1 | 1 | 1 | 0 | 0.192 | 0 | 0.30829 | 0 | 1 | 1 | 1 | 1 | 1 | 1
| 3933 | 1 | 1 | 1 | 1 | 1 | 0 | 0.241 | 0 | 0.30829 | 0 | 1 | 1 | 1 | 1 | 1 | 1
| 3934 | 1 | 1 | 1 | 1 | 1 | 0 | 0.245 | 0 | 0.30829 | 0 | 1 | 1 | 1 | 1 | 1 | 1
| 3935 | 1 | 1 | 1 | 1 | 1 | 0 | 0.234 | 0 | 0.30829 | 0 | 1 | 1 | 1 | 1 | 1 | 1
| 3936 | 1 | 1 | 1 | 1 | 1 | 0 | 0.227 | 0 | 0.30829 | 0 | 1 | 1 | 1 | 1 | 1 | 1
| 3937 | 1 | 1 | 1 | 1 | 1 | 0 | 0.185 | 0 | 0.30829 | 0 | 1 | 1 | 1 | 1 | 1 | 1
| 3938 | 1 | 1 | 1 | 1 | 1 | 0 | 0.138 | 0 | 0.30829 | 0 | 1 | 1 | 1 | 1 | 1 | 1
| 3939 | 1 | 1 | 1 | 1 | 1 | 0 | 0.058 | 0 | 0.30829 | 0 | 1 | 1 | 1 | 1 | 1 | 1
| 3940 | 1 | 1 | 1 | 1 | 1 | 0 | 0.026 | 0 | 0.30829 | 0 | 1 | 1 | 1 | 1 | 1 | 1
| 3941 | 1 | 1 | 1 | 1 | 1 | 0 | 0.019 | 0 | 0.30829 | 0 | 1 | 1 | 1 | 1 | 1 | 1
| 3942 | 1 | 1 | 1 | 1 | 1 | 0 | 0.022 | 0 | 0.30829 | 0 | 1 | 1 | 1 | 1 | 1 | 1
| 3943 | 1 | 1 | 1 | 1 | 1 | 0 | 0.025 | 0 | 0.30829 | 0 | 1 | 1 | 1 | 1 | 1 | 1
| 3944 | 1 | 1 | 1 | 1 | 1 | 0.092 | 0.028 | 0 | 0.30829 | 0 | 1 | 1 | 1 | 1 | 1 | 1
| 3945 | 1 | 1 | 1 | 1 | 1 | 0.305 | 0.082 | 0 | 0.30829 | 0 | 1 | 1 | 1 | 1 | 1 | 1
| 3946 | 1 | 1 | 1 | 1 | 1 | 0.481 | 0.117 | 0 | 0.30829 | 0 | 1 | 1 | 1 | 1 | 1 | 1
| 3947 | 1 | 1 | 1 | 1 | 1 | 0.638 | 0.112 | 0 | 0.30829 | 0 | 1 | 1 | 1 | 1 | 1 | 1
| 3948 | 1 | 1 | 1 | 1 | 1 | 0.66 | 0.096 | 0 | 0.30829 | 0 | 1 | 1 | 1 | 1 | 1 | 1
| 3949 | 1 | 1 | 1 | 1 | 1 | 0.576 | 0.084 | 0 | 0.30829 | 0 | 1 | 1 | 1 | 1 | 1 | 1
| 3950 | 1 | 1 | 1 | 1 | 1 | 0.528 | 0.075 | 0 | 0.30829 | 0 | 1 | 1 | 1 | 1 | 1 | 1
| 3951 | 1 | 1 | 1 | 1 | 1 | 0.436 | 0.074 | 0 | 0.30829 | 0 | 1 | 1 | 1 | 1 | 1 | 1
| 3952 | 1 | 1 | 1 | 1 | 1 | 0.34 | 0.082 | 0 | 0.30829 | 0 | 1 | 1 | 1 | 1 | 1 | 1
| 3953 | 1 | 1 | 1 | 1 | 1 | 0.224 | 0.093 | 0 | 0.30829 | 0 | 1 | 1 | 1 | 1 | 1 | 1
| 3954 | 1 | 1 | 1 | 1 | 1 | 0.084 | 0.107 | 0 | 0.30829 | 0 | 1 | 1 | 1 | 1 | 1 | 1
| 3955 | 1 | 1 | 1 | 1 | 1 | 0.002 | 0.13 | 0 | 0.30829 | 0 | 1 | 1 | 1 | 1 | 1 | 1
| 3956 | 1 | 1 | 1 | 1 | 1 | 0 | 0.145 | 0 | 0.30829 | 0 | 1 | 1 | 1 | 1 | 1 | 1
| 3957 | 1 | 1 | 1 | 1 | 1 | 0 | 0.142 | 0 | 0.30829 | 0 | 1 | 1 | 1 | 1 | 1 | 1
| 3958 | 1 | 1 | 1 | 1 | 1 | 0 | 0.176 | 0 | 0.30829 | 0 | 1 | 1 | 1 | 1 | 1 | 1
| 3959 | 1 | 1 | 1 | 1 | 1 | 0 | 0.174 | 0 | 0.30829 | 0 | 1 | 1 | 1 | 1 | 1 | 1
| 3960 | 1 | 1 | 1 | 1 | 1 | 0 | 0.112 | 0 | 0.30829 | 0 | 1 | 1 | 1 | 1 | 1 | 1
| 3961 | 1 | 1 | 1 | 1 | 1 | 0 | 0.08 | 0 | 0.30829 | 0 | 1 | 1 | 1 | 1 | 1 | 1
| 3962 | 1 | 1 | 1 | 1 | 1 | 0 | 0.058 | 0 | 0.30829 | 0 | 1 | 1 | 1 | 1 | 1 | 1
| 3963 | 1 | 1 | 1 | 1 | 1 | 0 | 0.035 | 0 | 0.30829 | 0 | 1 | 1 | 1 | 1 | 1 | 1
| 3964 | 1 | 1 | 1 | 1 | 1 | 0 | 0.019 | 0 | 0.30829 | 0 | 1 | 1 | 1 | 1 | 1 | 1
| 3965 | 1 | 1 | 1 | 1 | 1 | 0 | 0.015 | 0 | 0.30829 | 0 | 1 | 1 | 1 | 1 | 1 | 1
| 3966 | 1 | 1 | 1 | 1 | 1 | 0 | 0.013 | 0 | 0.30829 | 0 | 1 | 1 | 1 | 1 | 1 | 1
| 3967 | 1 | 1 | 1 | 1 | 1 | 0 | 0.016 | 0 | 0.30829 | 0 | 1 | 1 | 1 | 1 | 1 | 1
| 3968 | 1 | 1 | 1 | 1 | 1 | 0.054 | 0.03 | 0 | 0.30829 | 0 | 1 | 1 | 1 | 1 | 1 | 1
| 3969 | 1 | 1 | 1 | 1 | 1 | 0.166 | 0.044 | 0 | 0.30829 | 0 | 1 | 1 | 1 | 1 | 1 | 1
| 3970 | 1 | 1 | 1 | 1 | 1 | 0.32 | 0.05 | 0 | 0.30829 | 0 | 1 | 1 | 1 | 1 | 1 | 1
| 3971 | 1 | 1 | 1 | 1 | 1 | 0.502 | 0.05 | 0 | 0.30829 | 0 | 1 | 1 | 1 | 1 | 1 | 1
| 3972 | 1 | 1 | 1 | 1 | 1 | 0.596 | 0.044 | 0 | 0.30829 | 0 | 1 | 1 | 1 | 1 | 1 | 1
| 3973 | 1 | 1 | 1 | 1 | 1 | 0.625 | 0.031 | 0 | 0.30829 | 0 | 1 | 1 | 1 | 1 | 1 | 1
| 3974 | 1 | 1 | 1 | 1 | 1 | 0.643 | 0.02 | 0 | 0.30829 | 0 | 1 | 1 | 1 | 1 | 1 | 1
| 3975 | 1 | 1 | 1 | 1 | 1 | 0.524 | 0.022 | 0 | 0.30829 | 0 | 1 | 1 | 1 | 1 | 1 | 1
| 3976 | 1 | 1 | 1 | 1 | 1 | 0.415 | 0.028 | 0 | 0.30829 | 0 | 1 | 1 | 1 | 1 | 1 | 1
| 3977 | 1 | 1 | 1 | 1 | 1 | 0.257 | 0.039 | 0 | 0.30829 | 0 | 1 | 1 | 1 | 1 | 1 | 1
| 3978 | 1 | 1 | 1 | 1 | 1 | 0.084 | 0.055 | 0 | 0.30829 | 0 | 1 | 1 | 1 | 1 | 1 | 1
| 3979 | 1 | 1 | 1 | 1 | 1 | 0.001 | 0.071 | 0 | 0.30829 | 0 | 1 | 1 | 1 | 1 | 1 | 1
| 3980 | 1 | 1 | 1 | 1 | 1 | 0 | 0.065 | 0 | 0.30829 | 0 | 1 | 1 | 1 | 1 | 1 | 1
| 3981 | 1 | 1 | 1 | 1 | 1 | 0 | 0.049 | 0 | 0.30829 | 0 | 1 | 1 | 1 | 1 | 1 | 1
| 3982 | 1 | 1 | 1 | 1 | 1 | 0 | 0.036 | 0 | 0.30829 | 0 | 1 | 1 | 1 | 1 | 1 | 1
| 3983 | 1 | 1 | 1 | 1 | 1 | 0 | 0.025 | 0 | 0.30829 | 0 | 1 | 1 | 1 | 1 | 1 | 1
| 3984 | 1 | 1 | 1 | 1 | 1 | 0 | 0.027 | 0 | 0.30829 | 0 | 1 | 1 | 1 | 1 | 1 | 1
| 3985 | 1 | 1 | 1 | 1 | 1 | 0 | 0.035 | 0 | 0.30829 | 0 | 1 | 1 | 1 | 1 | 1 | 1
| 3986 | 1 | 1 | 1 | 1 | 1 | 0 | 0.04 | 0 | 0.30829 | 0 | 1 | 1 | 1 | 1 | 1 | 1
| 3987 | 1 | 1 | 1 | 1 | 1 | 0 | 0.034 | 0 | 0.30829 | 0 | 1 | 1 | 1 | 1 | 1 | 1
| 3988 | 1 | 1 | 1 | 1 | 1 | 0 | 0.02 | 0 | 0.30829 | 0 | 1 | 1 | 1 | 1 | 1 | 1
| 3989 | 1 | 1 | 1 | 1 | 1 | 0 | 0.008 | 0 | 0.30829 | 0 | 1 | 1 | 1 | 1 | 1 | 1
| 3990 | 1 | 1 | 1 | 1 | 1 | 0 | 0.006 | 0 | 0.30829 | 0 | 1 | 1 | 1 | 1 | 1 | 1
| 3991 | 1 | 1 | 1 | 1 | 1 | 0 | 0.011 | 0 | 0.30829 | 0 | 1 | 1 | 1 | 1 | 1 | 1
| 3992 | 1 | 1 | 1 | 1 | 1 | 0.092 | 0.025 | 0 | 0.30829 | 0 | 1 | 1 | 1 | 1 | 1 | 1
| 3993 | 1 | 1 | 1 | 1 | 1 | 0.262 | 0.062 | 0 | 0.30829 | 0 | 1 | 1 | 1 | 1 | 1 | 1
| 3994 | 1 | 1 | 1 | 1 | 1 | 0.391 | 0.089 | 0 | 0.30829 | 0 | 1 | 1 | 1 | 1 | 1 | 1
| 3995 | 1 | 1 | 1 | 1 | 1 | 0.53 | 0.085 | 0 | 0.30829 | 0 | 1 | 1 | 1 | 1 | 1 | 1
| 3996 | 1 | 1 | 1 | 1 | 1 | 0.597 | 0.069 | 0 | 0.30829 | 0 | 1 | 1 | 1 | 1 | 1 | 1
| 3997 | 1 | 1 | 1 | 1 | 1 | 0.583 | 0.049 | 0 | 0.30829 | 0 | 1 | 1 | 1 | 1 | 1 | 1
| 3998 | 1 | 1 | 1 | 1 | 1 | 0.565 | 0.032 | 0 | 0.30829 | 0 | 1 | 1 | 1 | 1 | 1 | 1
| 3999 | 1 | 1 | 1 | 1 | 1 | 0.454 | 0.02 | 0 | 0.30829 | 0 | 1 | 1 | 1 | 1 | 1 | 1
| 4000 | 1 | 1 | 1 | 1 | 1 | 0.271 | 0.016 | 0 | 0.30829 | 0 | 1 | 1 | 1 | 1 | 1 | 1
| 4001 | 1 | 1 | 1 | 1 | 1 | 0.128 | 0.019 | 0 | 0.30829 | 0 | 1 | 1 | 1 | 1 | 1 | 1
| 4002 | 1 | 1 | 1 | 1 | 1 | 0.033 | 0.041 | 0 | 0.30829 | 0 | 1 | 1 | 1 | 1 | 1 | 1
| 4003 | 1 | 1 | 1 | 1 | 1 | 0 | 0.073 | 0 | 0.30829 | 0 | 1 | 1 | 1 | 1 | 1 | 1
| 4004 | 1 | 1 | 1 | 1 | 1 | 0 | 0.096 | 0 | 0.30829 | 0 | 1 | 1 | 1 | 1 | 1 | 1
| 4005 | 1 | 1 | 1 | 1 | 1 | 0 | 0.103 | 0 | 0.30829 | 0 | 1 | 1 | 1 | 1 | 1 | 1
| 4006 | 1 | 1 | 1 | 1 | 1 | 0 | 0.119 | 0 | 0.30829 | 0 | 1 | 1 | 1 | 1 | 1 | 1
| 4007 | 1 | 1 | 1 | 1 | 1 | 0 | 0.111 | 0 | 0.30829 | 0 | 1 | 1 | 1 | 1 | 1 | 1
| 4008 | 1 | 1 | 1 | 1 | 1 | 0 | 0.091 | 0 | 0.30829 | 0 | 1 | 1 | 1 | 1 | 1 | 1
| 4009 | 1 | 1 | 1 | 1 | 1 | 0 | 0.058 | 0 | 0.30829 | 0 | 1 | 1 | 1 | 1 | 1 | 1
| 4010 | 1 | 1 | 1 | 1 | 1 | 0 | 0.025 | 0 | 0.30829 | 0 | 1 | 1 | 1 | 1 | 1 | 1
| 4011 | 1 | 1 | 1 | 1 | 1 | 0 | 0.008 | 0 | 0.30829 | 0 | 1 | 1 | 1 | 1 | 1 | 1
| 4012 | 1 | 1 | 1 | 1 | 1 | 0 | 0.006 | 0 | 0.30829 | 0 | 1 | 1 | 1 | 1 | 1 | 1
| 4013 | 1 | 1 | 1 | 1 | 1 | 0 | 0.022 | 0 | 0.30829 | 0 | 1 | 1 | 1 | 1 | 1 | 1
| 4014 | 1 | 1 | 1 | 1 | 1 | 0 | 0.08 | 0 | 0.30829 | 0 | 1 | 1 | 1 | 1 | 1 | 1
| 4015 | 1 | 1 | 1 | 1 | 1 | 0.001 | 0.136 | 0 | 0.30829 | 0 | 1 | 1 | 1 | 1 | 1 | 1
| 4016 | 1 | 1 | 1 | 1 | 1 | 0.124 | 0.138 | 0 | 0.30829 | 0 | 1 | 1 | 1 | 1 | 1 | 1
| 4017 | 1 | 1 | 1 | 1 | 1 | 0.356 | 0.121 | 0 | 0.30829 | 0 | 1 | 1 | 1 | 1 | 1 | 1
| 4018 | 1 | 1 | 1 | 1 | 1 | 0.534 | 0.08 | 0 | 0.30829 | 0 | 1 | 1 | 1 | 1 | 1 | 1
| 4019 | 1 | 1 | 1 | 1 | 1 | 0.635 | 0.054 | 0 | 0.30829 | 0 | 1 | 1 | 1 | 1 | 1 | 1
| 4020 | 1 | 1 | 1 | 1 | 1 | 0.676 | 0.035 | 0 | 0.30829 | 0 | 1 | 1 | 1 | 1 | 1 | 1
| 4021 | 1 | 1 | 1 | 1 | 1 | 0.606 | 0.02 | 0 | 0.30829 | 0 | 1 | 1 | 1 | 1 | 1 | 1
| 4022 | 1 | 1 | 1 | 1 | 1 | 0.523 | 0.012 | 0 | 0.30829 | 0 | 1 | 1 | 1 | 1 | 1 | 1
| 4023 | 1 | 1 | 1 | 1 | 1 | 0.483 | 0.012 | 0 | 0.30829 | 0 | 1 | 1 | 1 | 1 | 1 | 1
| 4024 | 1 | 1 | 1 | 1 | 1 | 0.361 | 0.018 | 0 | 0.30829 | 0 | 1 | 1 | 1 | 1 | 1 | 1
| 4025 | 1 | 1 | 1 | 1 | 1 | 0.207 | 0.033 | 0 | 0.30829 | 0 | 1 | 1 | 1 | 1 | 1 | 1
| 4026 | 1 | 1 | 1 | 1 | 1 | 0.091 | 0.059 | 0 | 0.30829 | 0 | 1 | 1 | 1 | 1 | 1 | 1
| 4027 | 1 | 1 | 1 | 1 | 1 | 0.002 | 0.108 | 0 | 0.30829 | 0 | 1 | 1 | 1 | 1 | 1 | 1
| 4028 | 1 | 1 | 1 | 1 | 1 | 0 | 0.18 | 0 | 0.30829 | 0 | 1 | 1 | 1 | 1 | 1 | 1
| 4029 | 1 | 1 | 1 | 1 | 1 | 0 | 0.241 | 0 | 0.30829 | 0 | 1 | 1 | 1 | 1 | 1 | 1
| 4030 | 1 | 1 | 1 | 1 | 1 | 0 | 0.291 | 0 | 0.30829 | 0 | 1 | 1 | 1 | 1 | 1 | 1
| 4031 | 1 | 1 | 1 | 1 | 1 | 0 | 0.341 | 0 | 0.30829 | 0 | 1 | 1 | 1 | 1 | 1 | 1
| 4032 | 1 | 1 | 1 | 1 | 1 | 0 | 0.302 | 0 | 0.30829 | 0 | 1 | 1 | 1 | 1 | 1 | 1
| 4033 | 1 | 1 | 1 | 1 | 1 | 0 | 0.188 | 0 | 0.30829 | 0 | 1 | 1 | 1 | 1 | 1 | 1
| 4034 | 1 | 1 | 1 | 1 | 1 | 0 | 0.118 | 0 | 0.30829 | 0 | 1 | 1 | 1 | 1 | 1 | 1
| 4035 | 1 | 1 | 1 | 1 | 1 | 0 | 0.06 | 0 | 0.30829 | 0 | 1 | 1 | 1 | 1 | 1 | 1
| 4036 | 1 | 1 | 1 | 1 | 1 | 0 | 0.025 | 0 | 0.30829 | 0 | 1 | 1 | 1 | 1 | 1 | 1
| 4037 | 1 | 1 | 1 | 1 | 1 | 0 | 0.017 | 0 | 0.30829 | 0 | 1 | 1 | 1 | 1 | 1 | 1
| 4038 | 1 | 1 | 1 | 1 | 1 | 0 | 0.023 | 0 | 0.30829 | 0 | 1 | 1 | 1 | 1 | 1 | 1
| 4039 | 1 | 1 | 1 | 1 | 1 | 0.002 | 0.027 | 0 | 0.30829 | 0 | 1 | 1 | 1 | 1 | 1 | 1
| 4040 | 1 | 1 | 1 | 1 | 1 | 0.145 | 0.023 | 0 | 0.30829 | 0 | 1 | 1 | 1 | 1 | 1 | 1
| 4041 | 1 | 1 | 1 | 1 | 1 | 0.415 | 0.033 | 0 | 0.30829 | 0 | 1 | 1 | 1 | 1 | 1 | 1
| 4042 | 1 | 1 | 1 | 1 | 1 | 0.605 | 0.039 | 0 | 0.30829 | 0 | 1 | 1 | 1 | 1 | 1 | 1
| 4043 | 1 | 1 | 1 | 1 | 1 | 0.703 | 0.037 | 0 | 0.30829 | 0 | 1 | 1 | 1 | 1 | 1 | 1
| 4044 | 1 | 1 | 1 | 1 | 1 | 0.756 | 0.031 | 0 | 0.30829 | 0 | 1 | 1 | 1 | 1 | 1 | 1
| 4045 | 1 | 1 | 1 | 1 | 1 | 0.755 | 0.02 | 0 | 0.30829 | 0 | 1 | 1 | 1 | 1 | 1 | 1
| 4046 | 1 | 1 | 1 | 1 | 1 | 0.712 | 0.011 | 0 | 0.30829 | 0 | 1 | 1 | 1 | 1 | 1 | 1
| 4047 | 1 | 1 | 1 | 1 | 1 | 0.645 | 0.008 | 0 | 0.30829 | 0 | 1 | 1 | 1 | 1 | 1 | 1
| 4048 | 1 | 1 | 1 | 1 | 1 | 0.503 | 0.01 | 0 | 0.30829 | 0 | 1 | 1 | 1 | 1 | 1 | 1
| 4049 | 1 | 1 | 1 | 1 | 1 | 0.308 | 0.019 | 0 | 0.30829 | 0 | 1 | 1 | 1 | 1 | 1 | 1
| 4050 | 1 | 1 | 1 | 1 | 1 | 0.128 | 0.048 | 0 | 0.30829 | 0 | 1 | 1 | 1 | 1 | 1 | 1
| 4051 | 1 | 1 | 1 | 1 | 1 | 0.004 | 0.141 | 0 | 0.30829 | 0 | 1 | 1 | 1 | 1 | 1 | 1
| 4052 | 1 | 1 | 1 | 1 | 1 | 0 | 0.248 | 0 | 0.30829 | 0 | 1 | 1 | 1 | 1 | 1 | 1
| 4053 | 1 | 1 | 1 | 1 | 1 | 0 | 0.264 | 0 | 0.30829 | 0 | 1 | 1 | 1 | 1 | 1 | 1
| 4054 | 1 | 1 | 1 | 1 | 1 | 0 | 0.206 | 0 | 0.30829 | 0 | 1 | 1 | 1 | 1 | 1 | 1
| 4055 | 1 | 1 | 1 | 1 | 1 | 0 | 0.171 | 0 | 0.30829 | 0 | 1 | 1 | 1 | 1 | 1 | 1
| 4056 | 1 | 1 | 1 | 1 | 1 | 0 | 0.182 | 0 | 0.30829 | 0 | 1 | 1 | 1 | 1 | 1 | 1
| 4057 | 1 | 1 | 1 | 1 | 1 | 0 | 0.13 | 0 | 0.30829 | 0 | 1 | 1 | 1 | 1 | 1 | 1
| 4058 | 1 | 1 | 1 | 1 | 1 | 0 | 0.059 | 0 | 0.30829 | 0 | 1 | 1 | 1 | 1 | 1 | 1
| 4059 | 1 | 1 | 1 | 1 | 1 | 0 | 0.023 | 0 | 0.30829 | 0 | 1 | 1 | 1 | 1 | 1 | 1
| 4060 | 1 | 1 | 1 | 1 | 1 | 0 | 0.007 | 0 | 0.30829 | 0 | 1 | 1 | 1 | 1 | 1 | 1
| 4061 | 1 | 1 | 1 | 1 | 1 | 0 | 0.002 | 0 | 0.30829 | 0 | 1 | 1 | 1 | 1 | 1 | 1
| 4062 | 1 | 1 | 1 | 1 | 1 | 0 | 0.001 | 0 | 0.30829 | 0 | 1 | 1 | 1 | 1 | 1 | 1
| 4063 | 1 | 1 | 1 | 1 | 1 | 0.001 | 0 | 0 | 0.30829 | 0 | 1 | 1 | 1 | 1 | 1 | 1
| 4064 | 1 | 1 | 1 | 1 | 1 | 0.105 | 0 | 0 | 0.30829 | 0 | 1 | 1 | 1 | 1 | 1 | 1
| 4065 | 1 | 1 | 1 | 1 | 1 | 0.29 | 0.002 | 0 | 0.30829 | 0 | 1 | 1 | 1 | 1 | 1 | 1
| 4066 | 1 | 1 | 1 | 1 | 1 | 0.43 | 0.004 | 0 | 0.30829 | 0 | 1 | 1 | 1 | 1 | 1 | 1
| 4067 | 1 | 1 | 1 | 1 | 1 | 0.56 | 0.003 | 0 | 0.30829 | 0 | 1 | 1 | 1 | 1 | 1 | 1
| 4068 | 1 | 1 | 1 | 1 | 1 | 0.612 | 0.001 | 0 | 0.30829 | 0 | 1 | 1 | 1 | 1 | 1 | 1
| 4069 | 1 | 1 | 1 | 1 | 1 | 0.583 | 0 | 0 | 0.30829 | 0 | 1 | 1 | 1 | 1 | 1 | 1
| 4070 | 1 | 1 | 1 | 1 | 1 | 0.612 | 0 | 0 | 0.30829 | 0 | 1 | 1 | 1 | 1 | 1 | 1
| 4071 | 1 | 1 | 1 | 1 | 1 | 0.544 | 0 | 0 | 0.30829 | 0 | 1 | 1 | 1 | 1 | 1 | 1
| 4072 | 1 | 1 | 1 | 1 | 1 | 0.435 | 0.004 | 0 | 0.30829 | 0 | 1 | 1 | 1 | 1 | 1 | 1
| 4073 | 1 | 1 | 1 | 1 | 1 | 0.221 | 0.014 | 0 | 0.30829 | 0 | 1 | 1 | 1 | 1 | 1 | 1
| 4074 | 1 | 1 | 1 | 1 | 1 | 0.094 | 0.034 | 0 | 0.30829 | 0 | 1 | 1 | 1 | 1 | 1 | 1
| 4075 | 1 | 1 | 1 | 1 | 1 | 0.002 | 0.068 | 0 | 0.30829 | 0 | 1 | 1 | 1 | 1 | 1 | 1
| 4076 | 1 | 1 | 1 | 1 | 1 | 0 | 0.079 | 0 | 0.30829 | 0 | 1 | 1 | 1 | 1 | 1 | 1
| 4077 | 1 | 1 | 1 | 1 | 1 | 0 | 0.082 | 0 | 0.30829 | 0 | 1 | 1 | 1 | 1 | 1 | 1
| 4078 | 1 | 1 | 1 | 1 | 1 | 0 | 0.078 | 0 | 0.30829 | 0 | 1 | 1 | 1 | 1 | 1 | 1
| 4079 | 1 | 1 | 1 | 1 | 1 | 0 | 0.069 | 0 | 0.30829 | 0 | 1 | 1 | 1 | 1 | 1 | 1
| 4080 | 1 | 1 | 1 | 1 | 1 | 0 | 0.058 | 0 | 0.30829 | 0 | 1 | 1 | 1 | 1 | 1 | 1
| 4081 | 1 | 1 | 1 | 1 | 1 | 0 | 0.045 | 0 | 0.30829 | 0 | 1 | 1 | 1 | 1 | 1 | 1
| 4082 | 1 | 1 | 1 | 1 | 1 | 0 | 0.034 | 0 | 0.30829 | 0 | 1 | 1 | 1 | 1 | 1 | 1
| 4083 | 1 | 1 | 1 | 1 | 1 | 0 | 0.022 | 0 | 0.30829 | 0 | 1 | 1 | 1 | 1 | 1 | 1
| 4084 | 1 | 1 | 1 | 1 | 1 | 0 | 0.009 | 0 | 0.30829 | 0 | 1 | 1 | 1 | 1 | 1 | 1
| 4085 | 1 | 1 | 1 | 1 | 1 | 0 | 0.003 | 0 | 0.30829 | 0 | 1 | 1 | 1 | 1 | 1 | 1
| 4086 | 1 | 1 | 1 | 1 | 1 | 0 | 0.001 | 0 | 0.30829 | 0 | 1 | 1 | 1 | 1 | 1 | 1
| 4087 | 1 | 1 | 1 | 1 | 1 | 0.001 | 0 | 0 | 0.30829 | 0 | 1 | 1 | 1 | 1 | 1 | 1
| 4088 | 1 | 1 | 1 | 1 | 1 | 0.094 | 0.004 | 0 | 0.30829 | 0 | 1 | 1 | 1 | 1 | 1 | 1
| 4089 | 1 | 1 | 1 | 1 | 1 | 0.254 | 0.02 | 0 | 0.30829 | 0 | 1 | 1 | 1 | 1 | 1 | 1
| 4090 | 1 | 1 | 1 | 1 | 1 | 0.401 | 0.044 | 0 | 0.30829 | 0 | 1 | 1 | 1 | 1 | 1 | 1
| 4091 | 1 | 1 | 1 | 1 | 1 | 0.579 | 0.049 | 0 | 0.30829 | 0 | 1 | 1 | 1 | 1 | 1 | 1
| 4092 | 1 | 1 | 1 | 1 | 1 | 0.634 | 0.037 | 0 | 0.30829 | 0 | 1 | 1 | 1 | 1 | 1 | 1
| 4093 | 1 | 1 | 1 | 1 | 1 | 0.643 | 0.019 | 0 | 0.30829 | 0 | 1 | 1 | 1 | 1 | 1 | 1
| 4094 | 1 | 1 | 1 | 1 | 1 | 0.604 | 0.012 | 0 | 0.30829 | 0 | 1 | 1 | 1 | 1 | 1 | 1
| 4095 | 1 | 1 | 1 | 1 | 1 | 0.464 | 0.01 | 0 | 0.30829 | 0 | 1 | 1 | 1 | 1 | 1 | 1
| 4096 | 1 | 1 | 1 | 1 | 1 | 0.331 | 0.007 | 0 | 0.30829 | 0 | 1 | 1 | 1 | 1 | 1 | 1
| 4097 | 1 | 1 | 1 | 1 | 1 | 0.197 | 0.012 | 0 | 0.30829 | 0 | 1 | 1 | 1 | 1 | 1 | 1
| 4098 | 1 | 1 | 1 | 1 | 1 | 0.072 | 0.034 | 0 | 0.30829 | 0 | 1 | 1 | 1 | 1 | 1 | 1
| 4099 | 1 | 1 | 1 | 1 | 1 | 0.001 | 0.067 | 0 | 0.30829 | 0 | 1 | 1 | 1 | 1 | 1 | 1
| 4100 | 1 | 1 | 1 | 1 | 1 | 0 | 0.077 | 0 | 0.30829 | 0 | 1 | 1 | 1 | 1 | 1 | 1
| 4101 | 1 | 1 | 1 | 1 | 1 | 0 | 0.07 | 0 | 0.30829 | 0 | 1 | 1 | 1 | 1 | 1 | 1
| 4102 | 1 | 1 | 1 | 1 | 1 | 0 | 0.057 | 0 | 0.30829 | 0 | 1 | 1 | 1 | 1 | 1 | 1
| 4103 | 1 | 1 | 1 | 1 | 1 | 0 | 0.055 | 0 | 0.30829 | 0 | 1 | 1 | 1 | 1 | 1 | 1
| 4104 | 1 | 1 | 1 | 1 | 1 | 0 | 0.055 | 0 | 0.30829 | 0 | 1 | 1 | 1 | 1 | 1 | 1
| 4105 | 1 | 1 | 1 | 1 | 1 | 0 | 0.041 | 0 | 0.30829 | 0 | 1 | 1 | 1 | 1 | 1 | 1
| 4106 | 1 | 1 | 1 | 1 | 1 | 0 | 0.017 | 0 | 0.30829 | 0 | 1 | 1 | 1 | 1 | 1 | 1
| 4107 | 1 | 1 | 1 | 1 | 1 | 0 | 0.008 | 0 | 0.30829 | 0 | 1 | 1 | 1 | 1 | 1 | 1
| 4108 | 1 | 1 | 1 | 1 | 1 | 0 | 0.008 | 0 | 0.30829 | 0 | 1 | 1 | 1 | 1 | 1 | 1
| 4109 | 1 | 1 | 1 | 1 | 1 | 0 | 0.009 | 0 | 0.30829 | 0 | 1 | 1 | 1 | 1 | 1 | 1
| 4110 | 1 | 1 | 1 | 1 | 1 | 0 | 0.014 | 0 | 0.30829 | 0 | 1 | 1 | 1 | 1 | 1 | 1
| 4111 | 1 | 1 | 1 | 1 | 1 | 0.001 | 0.021 | 0 | 0.30829 | 0 | 1 | 1 | 1 | 1 | 1 | 1
| 4112 | 1 | 1 | 1 | 1 | 1 | 0.099 | 0.015 | 0 | 0.30829 | 0 | 1 | 1 | 1 | 1 | 1 | 1
| 4113 | 1 | 1 | 1 | 1 | 1 | 0.245 | 0.011 | 0 | 0.30829 | 0 | 1 | 1 | 1 | 1 | 1 | 1
| 4114 | 1 | 1 | 1 | 1 | 1 | 0.37 | 0.006 | 0 | 0.30829 | 0 | 1 | 1 | 1 | 1 | 1 | 1
| 4115 | 1 | 1 | 1 | 1 | 1 | 0.539 | 0 | 0 | 0.30829 | 0 | 1 | 1 | 1 | 1 | 1 | 1
| 4116 | 1 | 1 | 1 | 1 | 1 | 0.64 | 0 | 0 | 0.30829 | 0 | 1 | 1 | 1 | 1 | 1 | 1
| 4117 | 1 | 1 | 1 | 1 | 1 | 0.645 | 0 | 0 | 0.30829 | 0 | 1 | 1 | 1 | 1 | 1 | 1
| 4118 | 1 | 1 | 1 | 1 | 1 | 0.551 | 0 | 0 | 0.30829 | 0 | 1 | 1 | 1 | 1 | 1 | 1
| 4119 | 1 | 1 | 1 | 1 | 1 | 0.383 | 0.011 | 0 | 0.30829 | 0 | 1 | 1 | 1 | 1 | 1 | 1
| 4120 | 1 | 1 | 1 | 1 | 1 | 0.26 | 0.014 | 0 | 0.30829 | 0 | 1 | 1 | 1 | 1 | 1 | 1
| 4121 | 1 | 1 | 1 | 1 | 1 | 0.153 | 0.011 | 0 | 0.30829 | 0 | 1 | 1 | 1 | 1 | 1 | 1
| 4122 | 1 | 1 | 1 | 1 | 1 | 0.046 | 0.013 | 0 | 0.30829 | 0 | 1 | 1 | 1 | 1 | 1 | 1
| 4123 | 1 | 1 | 1 | 1 | 1 | 0 | 0.027 | 0 | 0.30829 | 0 | 1 | 1 | 1 | 1 | 1 | 1
| 4124 | 1 | 1 | 1 | 1 | 1 | 0 | 0.038 | 0 | 0.30829 | 0 | 1 | 1 | 1 | 1 | 1 | 1
| 4125 | 1 | 1 | 1 | 1 | 1 | 0 | 0.052 | 0 | 0.30829 | 0 | 1 | 1 | 1 | 1 | 1 | 1
| 4126 | 1 | 1 | 1 | 1 | 1 | 0 | 0.059 | 0 | 0.30829 | 0 | 1 | 1 | 1 | 1 | 1 | 1
| 4127 | 1 | 1 | 1 | 1 | 1 | 0 | 0.059 | 0 | 0.30829 | 0 | 1 | 1 | 1 | 1 | 1 | 1
| 4128 | 1 | 1 | 1 | 1 | 1 | 0 | 0.062 | 0 | 0.30829 | 0 | 1 | 1 | 1 | 1 | 1 | 1
| 4129 | 1 | 1 | 1 | 1 | 1 | 0 | 0.065 | 0 | 0.30829 | 0 | 1 | 1 | 1 | 1 | 1 | 1
| 4130 | 1 | 1 | 1 | 1 | 1 | 0 | 0.055 | 0 | 0.30829 | 0 | 1 | 1 | 1 | 1 | 1 | 1
| 4131 | 1 | 1 | 1 | 1 | 1 | 0 | 0.038 | 0 | 0.30829 | 0 | 1 | 1 | 1 | 1 | 1 | 1
| 4132 | 1 | 1 | 1 | 1 | 1 | 0 | 0.019 | 0 | 0.30829 | 0 | 1 | 1 | 1 | 1 | 1 | 1
| 4133 | 1 | 1 | 1 | 1 | 1 | 0 | 0.007 | 0 | 0.30829 | 0 | 1 | 1 | 1 | 1 | 1 | 1
| 4134 | 1 | 1 | 1 | 1 | 1 | 0 | 0.002 | 0 | 0.30829 | 0 | 1 | 1 | 1 | 1 | 1 | 1
| 4135 | 1 | 1 | 1 | 1 | 1 | 0 | 0.001 | 0 | 0.30829 | 0 | 1 | 1 | 1 | 1 | 1 | 1
| 4136 | 1 | 1 | 1 | 1 | 1 | 0.064 | 0.002 | 0 | 0.30829 | 0 | 1 | 1 | 1 | 1 | 1 | 1
| 4137 | 1 | 1 | 1 | 1 | 1 | 0.187 | 0.015 | 0 | 0.30829 | 0 | 1 | 1 | 1 | 1 | 1 | 1
| 4138 | 1 | 1 | 1 | 1 | 1 | 0.331 | 0.028 | 0 | 0.30829 | 0 | 1 | 1 | 1 | 1 | 1 | 1
| 4139 | 1 | 1 | 1 | 1 | 1 | 0.45 | 0.029 | 0 | 0.30829 | 0 | 1 | 1 | 1 | 1 | 1 | 1
| 4140 | 1 | 1 | 1 | 1 | 1 | 0.577 | 0.01 | 0 | 0.30829 | 0 | 1 | 1 | 1 | 1 | 1 | 1
| 4141 | 1 | 1 | 1 | 1 | 1 | 0.577 | 0.005 | 0 | 0.30829 | 0 | 1 | 1 | 1 | 1 | 1 | 1
| 4142 | 1 | 1 | 1 | 1 | 1 | 0.454 | 0.026 | 0 | 0.30829 | 0 | 1 | 1 | 1 | 1 | 1 | 1
| 4143 | 1 | 1 | 1 | 1 | 1 | 0.388 | 0.033 | 0 | 0.30829 | 0 | 1 | 1 | 1 | 1 | 1 | 1
| 4144 | 1 | 1 | 1 | 1 | 1 | 0.286 | 0.021 | 0 | 0.30829 | 0 | 1 | 1 | 1 | 1 | 1 | 1
| 4145 | 1 | 1 | 1 | 1 | 1 | 0.14 | 0.016 | 0 | 0.30829 | 0 | 1 | 1 | 1 | 1 | 1 | 1
| 4146 | 1 | 1 | 1 | 1 | 1 | 0.051 | 0.025 | 0 | 0.30829 | 0 | 1 | 1 | 1 | 1 | 1 | 1
| 4147 | 1 | 1 | 1 | 1 | 1 | 0.001 | 0.063 | 0 | 0.30829 | 0 | 1 | 1 | 1 | 1 | 1 | 1
| 4148 | 1 | 1 | 1 | 1 | 1 | 0 | 0.083 | 0 | 0.30829 | 0 | 1 | 1 | 1 | 1 | 1 | 1
| 4149 | 1 | 1 | 1 | 1 | 1 | 0 | 0.057 | 0 | 0.30829 | 0 | 1 | 1 | 1 | 1 | 1 | 1
| 4150 | 1 | 1 | 1 | 1 | 1 | 0 | 0.026 | 0 | 0.30829 | 0 | 1 | 1 | 1 | 1 | 1 | 1
| 4151 | 1 | 1 | 1 | 1 | 1 | 0 | 0.009 | 0 | 0.30829 | 0 | 1 | 1 | 1 | 1 | 1 | 1
| 4152 | 1 | 1 | 1 | 1 | 1 | 0 | 0.006 | 0 | 0.30829 | 0 | 1 | 1 | 1 | 1 | 1 | 1
| 4153 | 1 | 1 | 1 | 1 | 1 | 0 | 0.011 | 0 | 0.30829 | 0 | 1 | 1 | 1 | 1 | 1 | 1
| 4154 | 1 | 1 | 1 | 1 | 1 | 0 | 0.011 | 0 | 0.30829 | 0 | 1 | 1 | 1 | 1 | 1 | 1
| 4155 | 1 | 1 | 1 | 1 | 1 | 0 | 0.004 | 0 | 0.30829 | 0 | 1 | 1 | 1 | 1 | 1 | 1
| 4156 | 1 | 1 | 1 | 1 | 1 | 0 | 0.001 | 0 | 0.30829 | 0 | 1 | 1 | 1 | 1 | 1 | 1
| 4157 | 1 | 1 | 1 | 1 | 1 | 0 | 0.001 | 0 | 0.30829 | 0 | 1 | 1 | 1 | 1 | 1 | 1
| 4158 | 1 | 1 | 1 | 1 | 1 | 0 | 0.003 | 0 | 0.30829 | 0 | 1 | 1 | 1 | 1 | 1 | 1
| 4159 | 1 | 1 | 1 | 1 | 1 | 0.001 | 0.004 | 0 | 0.30829 | 0 | 1 | 1 | 1 | 1 | 1 | 1
| 4160 | 1 | 1 | 1 | 1 | 1 | 0.076 | 0 | 0 | 0.30829 | 0 | 1 | 1 | 1 | 1 | 1 | 1
| 4161 | 1 | 1 | 1 | 1 | 1 | 0.118 | 0 | 0 | 0.30829 | 0 | 1 | 1 | 1 | 1 | 1 | 1
| 4162 | 1 | 1 | 1 | 1 | 1 | 0.182 | 0.002 | 0 | 0.30829 | 0 | 1 | 1 | 1 | 1 | 1 | 1
| 4163 | 1 | 1 | 1 | 1 | 1 | 0.283 | 0.013 | 0 | 0.30829 | 0 | 1 | 1 | 1 | 1 | 1 | 1
| 4164 | 1 | 1 | 1 | 1 | 1 | 0.387 | 0.037 | 0 | 0.30829 | 0 | 1 | 1 | 1 | 1 | 1 | 1
| 4165 | 1 | 1 | 1 | 1 | 1 | 0.483 | 0.054 | 0 | 0.30829 | 0 | 1 | 1 | 1 | 1 | 1 | 1
| 4166 | 1 | 1 | 1 | 1 | 1 | 0.497 | 0.067 | 0 | 0.30829 | 0 | 1 | 1 | 1 | 1 | 1 | 1
| 4167 | 1 | 1 | 1 | 1 | 1 | 0.428 | 0.077 | 0 | 0.30829 | 0 | 1 | 1 | 1 | 1 | 1 | 1
| 4168 | 1 | 1 | 1 | 1 | 1 | 0.327 | 0.078 | 0 | 0.30829 | 0 | 1 | 1 | 1 | 1 | 1 | 1
| 4169 | 1 | 1 | 1 | 1 | 1 | 0.179 | 0.071 | 0 | 0.30829 | 0 | 1 | 1 | 1 | 1 | 1 | 1
| 4170 | 1 | 1 | 1 | 1 | 1 | 0.047 | 0.061 | 0 | 0.30829 | 0 | 1 | 1 | 1 | 1 | 1 | 1
| 4171 | 1 | 1 | 1 | 1 | 1 | 0 | 0.056 | 0 | 0.30829 | 0 | 1 | 1 | 1 | 1 | 1 | 1
| 4172 | 1 | 1 | 1 | 1 | 1 | 0 | 0.036 | 0 | 0.30829 | 0 | 1 | 1 | 1 | 1 | 1 | 1
| 4173 | 1 | 1 | 1 | 1 | 1 | 0 | 0.011 | 0 | 0.30829 | 0 | 1 | 1 | 1 | 1 | 1 | 1
| 4174 | 1 | 1 | 1 | 1 | 1 | 0 | 0.001 | 0 | 0.30829 | 0 | 1 | 1 | 1 | 1 | 1 | 1
| 4175 | 1 | 1 | 1 | 1 | 1 | 0 | 0 | 0 | 0.30829 | 0 | 1 | 1 | 1 | 1 | 1 | 1
| 4176 | 1 | 1 | 1 | 1 | 1 | 0 | 0.001 | 0 | 0.30829 | 0 | 1 | 1 | 1 | 1 | 1 | 1
| 4177 | 1 | 1 | 1 | 1 | 1 | 0 | 0.002 | 0 | 0.30829 | 0 | 1 | 1 | 1 | 1 | 1 | 1
| 4178 | 1 | 1 | 1 | 1 | 1 | 0 | 0 | 0 | 0.30829 | 0 | 1 | 1 | 1 | 1 | 1 | 1
| 4179 | 1 | 1 | 1 | 1 | 1 | 0 | 0.001 | 0 | 0.30829 | 0 | 1 | 1 | 1 | 1 | 1 | 1
| 4180 | 1 | 1 | 1 | 1 | 1 | 0 | 0.004 | 0 | 0.30829 | 0 | 1 | 1 | 1 | 1 | 1 | 1
| 4181 | 1 | 1 | 1 | 1 | 1 | 0 | 0.008 | 0 | 0.30829 | 0 | 1 | 1 | 1 | 1 | 1 | 1
| 4182 | 1 | 1 | 1 | 1 | 1 | 0 | 0.011 | 0 | 0.30829 | 0 | 1 | 1 | 1 | 1 | 1 | 1
| 4183 | 1 | 1 | 1 | 1 | 1 | 0.001 | 0.015 | 0 | 0.30829 | 0 | 1 | 1 | 1 | 1 | 1 | 1
| 4184 | 1 | 1 | 1 | 1 | 1 | 0.091 | 0.009 | 0 | 0.30829 | 0 | 1 | 1 | 1 | 1 | 1 | 1
| 4185 | 1 | 1 | 1 | 1 | 1 | 0.261 | 0.008 | 0 | 0.30829 | 0 | 1 | 1 | 1 | 1 | 1 | 1
| 4186 | 1 | 1 | 1 | 1 | 1 | 0.435 | 0.007 | 0 | 0.30829 | 0 | 1 | 1 | 1 | 1 | 1 | 1
| 4187 | 1 | 1 | 1 | 1 | 1 | 0.509 | 0.005 | 0 | 0.30829 | 0 | 1 | 1 | 1 | 1 | 1 | 1
| 4188 | 1 | 1 | 1 | 1 | 1 | 0.518 | 0.003 | 0 | 0.30829 | 0 | 1 | 1 | 1 | 1 | 1 | 1
| 4189 | 1 | 1 | 1 | 1 | 1 | 0.474 | 0.002 | 0 | 0.30829 | 0 | 1 | 1 | 1 | 1 | 1 | 1
| 4190 | 1 | 1 | 1 | 1 | 1 | 0.424 | 0.001 | 0 | 0.30829 | 0 | 1 | 1 | 1 | 1 | 1 | 1
| 4191 | 1 | 1 | 1 | 1 | 1 | 0.351 | 0.001 | 0 | 0.30829 | 0 | 1 | 1 | 1 | 1 | 1 | 1
| 4192 | 1 | 1 | 1 | 1 | 1 | 0.231 | 0.001 | 0 | 0.30829 | 0 | 1 | 1 | 1 | 1 | 1 | 1
| 4193 | 1 | 1 | 1 | 1 | 1 | 0.143 | 0 | 0 | 0.30829 | 0 | 1 | 1 | 1 | 1 | 1 | 1
| 4194 | 1 | 1 | 1 | 1 | 1 | 0.052 | 0 | 0 | 0.30829 | 0 | 1 | 1 | 1 | 1 | 1 | 1
| 4195 | 1 | 1 | 1 | 1 | 1 | 0 | 0.001 | 0 | 0.30829 | 0 | 1 | 1 | 1 | 1 | 1 | 1
| 4196 | 1 | 1 | 1 | 1 | 1 | 0 | 0.001 | 0 | 0.30829 | 0 | 1 | 1 | 1 | 1 | 1 | 1
| 4197 | 1 | 1 | 1 | 1 | 1 | 0 | 0.001 | 0 | 0.30829 | 0 | 1 | 1 | 1 | 1 | 1 | 1
| 4198 | 1 | 1 | 1 | 1 | 1 | 0 | 0.001 | 0 | 0.30829 | 0 | 1 | 1 | 1 | 1 | 1 | 1
| 4199 | 1 | 1 | 1 | 1 | 1 | 0 | 0.012 | 0 | 0.30829 | 0 | 1 | 1 | 1 | 1 | 1 | 1
| 4200 | 1 | 1 | 1 | 1 | 1 | 0 | 0.037 | 0 | 0.30829 | 0 | 1 | 1 | 1 | 1 | 1 | 1
| 4201 | 1 | 1 | 1 | 1 | 1 | 0 | 0.053 | 0 | 0.30829 | 0 | 1 | 1 | 1 | 1 | 1 | 1
| 4202 | 1 | 1 | 1 | 1 | 1 | 0 | 0.049 | 0 | 0.30829 | 0 | 1 | 1 | 1 | 1 | 1 | 1
| 4203 | 1 | 1 | 1 | 1 | 1 | 0 | 0.042 | 0 | 0.30829 | 0 | 1 | 1 | 1 | 1 | 1 | 1
| 4204 | 1 | 1 | 1 | 1 | 1 | 0 | 0.035 | 0 | 0.30829 | 0 | 1 | 1 | 1 | 1 | 1 | 1
| 4205 | 1 | 1 | 1 | 1 | 1 | 0 | 0.027 | 0 | 0.30829 | 0 | 1 | 1 | 1 | 1 | 1 | 1
| 4206 | 1 | 1 | 1 | 1 | 1 | 0 | 0.022 | 0 | 0.30829 | 0 | 1 | 1 | 1 | 1 | 1 | 1
| 4207 | 1 | 1 | 1 | 1 | 1 | 0 | 0.014 | 0 | 0.30829 | 0 | 1 | 1 | 1 | 1 | 1 | 1
| 4208 | 1 | 1 | 1 | 1 | 1 | 0.028 | 0.005 | 0 | 0.30829 | 0 | 1 | 1 | 1 | 1 | 1 | 1
| 4209 | 1 | 1 | 1 | 1 | 1 | 0.086 | 0.002 | 0 | 0.30829 | 0 | 1 | 1 | 1 | 1 | 1 | 1
| 4210 | 1 | 1 | 1 | 1 | 1 | 0.157 | 0 | 0 | 0.30829 | 0 | 1 | 1 | 1 | 1 | 1 | 1
| 4211 | 1 | 1 | 1 | 1 | 1 | 0.259 | 0 | 0 | 0.30829 | 0 | 1 | 1 | 1 | 1 | 1 | 1
| 4212 | 1 | 1 | 1 | 1 | 1 | 0.353 | 0 | 0 | 0.30829 | 0 | 1 | 1 | 1 | 1 | 1 | 1
| 4213 | 1 | 1 | 1 | 1 | 1 | 0.381 | 0.001 | 0 | 0.30829 | 0 | 1 | 1 | 1 | 1 | 1 | 1
| 4214 | 1 | 1 | 1 | 1 | 1 | 0.363 | 0 | 0 | 0.30829 | 0 | 1 | 1 | 1 | 1 | 1 | 1
| 4215 | 1 | 1 | 1 | 1 | 1 | 0.265 | 0 | 0 | 0.30829 | 0 | 1 | 1 | 1 | 1 | 1 | 1
| 4216 | 1 | 1 | 1 | 1 | 1 | 0.182 | 0 | 0 | 0.30829 | 0 | 1 | 1 | 1 | 1 | 1 | 1
| 4217 | 1 | 1 | 1 | 1 | 1 | 0.101 | 0.002 | 0 | 0.30829 | 0 | 1 | 1 | 1 | 1 | 1 | 1
| 4218 | 1 | 1 | 1 | 1 | 1 | 0.037 | 0.011 | 0 | 0.30829 | 0 | 1 | 1 | 1 | 1 | 1 | 1
| 4219 | 1 | 1 | 1 | 1 | 1 | 0 | 0.023 | 0 | 0.30829 | 0 | 1 | 1 | 1 | 1 | 1 | 1
| 4220 | 1 | 1 | 1 | 1 | 1 | 0 | 0.029 | 0 | 0.30829 | 0 | 1 | 1 | 1 | 1 | 1 | 1
| 4221 | 1 | 1 | 1 | 1 | 1 | 0 | 0.035 | 0 | 0.30829 | 0 | 1 | 1 | 1 | 1 | 1 | 1
| 4222 | 1 | 1 | 1 | 1 | 1 | 0 | 0.035 | 0 | 0.30829 | 0 | 1 | 1 | 1 | 1 | 1 | 1
| 4223 | 1 | 1 | 1 | 1 | 1 | 0 | 0.036 | 0 | 0.30829 | 0 | 1 | 1 | 1 | 1 | 1 | 1
| 4224 | 1 | 1 | 1 | 1 | 1 | 0 | 0.04 | 0 | 0.30829 | 0 | 1 | 1 | 1 | 1 | 1 | 1
| 4225 | 1 | 1 | 1 | 1 | 1 | 0 | 0.052 | 0 | 0.30829 | 0 | 1 | 1 | 1 | 1 | 1 | 1
| 4226 | 1 | 1 | 1 | 1 | 1 | 0 | 0.064 | 0 | 0.30829 | 0 | 1 | 1 | 1 | 1 | 1 | 1
| 4227 | 1 | 1 | 1 | 1 | 1 | 0 | 0.078 | 0 | 0.30829 | 0 | 1 | 1 | 1 | 1 | 1 | 1
| 4228 | 1 | 1 | 1 | 1 | 1 | 0 | 0.088 | 0 | 0.30829 | 0 | 1 | 1 | 1 | 1 | 1 | 1
| 4229 | 1 | 1 | 1 | 1 | 1 | 0 | 0.093 | 0 | 0.30829 | 0 | 1 | 1 | 1 | 1 | 1 | 1
| 4230 | 1 | 1 | 1 | 1 | 1 | 0 | 0.09 | 0 | 0.30829 | 0 | 1 | 1 | 1 | 1 | 1 | 1
| 4231 | 1 | 1 | 1 | 1 | 1 | 0 | 0.082 | 0 | 0.30829 | 0 | 1 | 1 | 1 | 1 | 1 | 1
| 4232 | 1 | 1 | 1 | 1 | 1 | 0.033 | 0.103 | 0 | 0.30829 | 0 | 1 | 1 | 1 | 1 | 1 | 1
| 4233 | 1 | 1 | 1 | 1 | 1 | 0.136 | 0.143 | 0 | 0.30829 | 0 | 1 | 1 | 1 | 1 | 1 | 1
| 4234 | 1 | 1 | 1 | 1 | 1 | 0.267 | 0.119 | 0 | 0.30829 | 0 | 1 | 1 | 1 | 1 | 1 | 1
| 4235 | 1 | 1 | 1 | 1 | 1 | 0.36 | 0.076 | 0 | 0.30829 | 0 | 1 | 1 | 1 | 1 | 1 | 1
| 4236 | 1 | 1 | 1 | 1 | 1 | 0.393 | 0.052 | 0 | 0.30829 | 0 | 1 | 1 | 1 | 1 | 1 | 1
| 4237 | 1 | 1 | 1 | 1 | 1 | 0.465 | 0.034 | 0 | 0.30829 | 0 | 1 | 1 | 1 | 1 | 1 | 1
| 4238 | 1 | 1 | 1 | 1 | 1 | 0.449 | 0.028 | 0 | 0.30829 | 0 | 1 | 1 | 1 | 1 | 1 | 1
| 4239 | 1 | 1 | 1 | 1 | 1 | 0.422 | 0.032 | 0 | 0.30829 | 0 | 1 | 1 | 1 | 1 | 1 | 1
| 4240 | 1 | 1 | 1 | 1 | 1 | 0.361 | 0.032 | 0 | 0.30829 | 0 | 1 | 1 | 1 | 1 | 1 | 1
| 4241 | 1 | 1 | 1 | 1 | 1 | 0.253 | 0.037 | 0 | 0.30829 | 0 | 1 | 1 | 1 | 1 | 1 | 1
| 4242 | 1 | 1 | 1 | 1 | 1 | 0.112 | 0.058 | 0 | 0.30829 | 0 | 1 | 1 | 1 | 1 | 1 | 1
| 4243 | 1 | 1 | 1 | 1 | 1 | 0.003 | 0.121 | 0 | 0.30829 | 0 | 1 | 1 | 1 | 1 | 1 | 1
| 4244 | 1 | 1 | 1 | 1 | 1 | 0 | 0.196 | 0 | 0.30829 | 0 | 1 | 1 | 1 | 1 | 1 | 1
| 4245 | 1 | 1 | 1 | 1 | 1 | 0 | 0.227 | 0 | 0.30829 | 0 | 1 | 1 | 1 | 1 | 1 | 1
| 4246 | 1 | 1 | 1 | 1 | 1 | 0 | 0.208 | 0 | 0.30829 | 0 | 1 | 1 | 1 | 1 | 1 | 1
| 4247 | 1 | 1 | 1 | 1 | 1 | 0 | 0.173 | 0 | 0.30829 | 0 | 1 | 1 | 1 | 1 | 1 | 1
| 4248 | 1 | 1 | 1 | 1 | 1 | 0 | 0.144 | 0 | 0.30829 | 0 | 1 | 1 | 1 | 1 | 1 | 1
| 4249 | 1 | 1 | 1 | 1 | 1 | 0 | 0.117 | 0 | 0.30829 | 0 | 1 | 1 | 1 | 1 | 1 | 1
| 4250 | 1 | 1 | 1 | 1 | 1 | 0 | 0.082 | 0 | 0.30829 | 0 | 1 | 1 | 1 | 1 | 1 | 1
| 4251 | 1 | 1 | 1 | 1 | 1 | 0 | 0.062 | 0 | 0.30829 | 0 | 1 | 1 | 1 | 1 | 1 | 1
| 4252 | 1 | 1 | 1 | 1 | 1 | 0 | 0.045 | 0 | 0.30829 | 0 | 1 | 1 | 1 | 1 | 1 | 1
| 4253 | 1 | 1 | 1 | 1 | 1 | 0 | 0.037 | 0 | 0.30829 | 0 | 1 | 1 | 1 | 1 | 1 | 1
| 4254 | 1 | 1 | 1 | 1 | 1 | 0 | 0.034 | 0 | 0.30829 | 0 | 1 | 1 | 1 | 1 | 1 | 1
| 4255 | 1 | 1 | 1 | 1 | 1 | 0 | 0.031 | 0 | 0.30829 | 0 | 1 | 1 | 1 | 1 | 1 | 1
| 4256 | 1 | 1 | 1 | 1 | 1 | 0.075 | 0.026 | 0 | 0.30829 | 0 | 1 | 1 | 1 | 1 | 1 | 1
| 4257 | 1 | 1 | 1 | 1 | 1 | 0.218 | 0.048 | 0 | 0.30829 | 0 | 1 | 1 | 1 | 1 | 1 | 1
| 4258 | 1 | 1 | 1 | 1 | 1 | 0.373 | 0.041 | 0 | 0.30829 | 0 | 1 | 1 | 1 | 1 | 1 | 1
| 4259 | 1 | 1 | 1 | 1 | 1 | 0.55 | 0.017 | 0 | 0.30829 | 0 | 1 | 1 | 1 | 1 | 1 | 1
| 4260 | 1 | 1 | 1 | 1 | 1 | 0.656 | 0.005 | 0 | 0.30829 | 0 | 1 | 1 | 1 | 1 | 1 | 1
| 4261 | 1 | 1 | 1 | 1 | 1 | 0.703 | 0.003 | 0 | 0.30829 | 0 | 1 | 1 | 1 | 1 | 1 | 1
| 4262 | 1 | 1 | 1 | 1 | 1 | 0.668 | 0.003 | 0 | 0.30829 | 0 | 1 | 1 | 1 | 1 | 1 | 1
| 4263 | 1 | 1 | 1 | 1 | 1 | 0.608 | 0.004 | 0 | 0.30829 | 0 | 1 | 1 | 1 | 1 | 1 | 1
| 4264 | 1 | 1 | 1 | 1 | 1 | 0.494 | 0.004 | 0 | 0.30829 | 0 | 1 | 1 | 1 | 1 | 1 | 1
| 4265 | 1 | 1 | 1 | 1 | 1 | 0.343 | 0.005 | 0 | 0.30829 | 0 | 1 | 1 | 1 | 1 | 1 | 1
| 4266 | 1 | 1 | 1 | 1 | 1 | 0.109 | 0.023 | 0 | 0.30829 | 0 | 1 | 1 | 1 | 1 | 1 | 1
| 4267 | 1 | 1 | 1 | 1 | 1 | 0.003 | 0.107 | 0 | 0.30829 | 0 | 1 | 1 | 1 | 1 | 1 | 1
| 4268 | 1 | 1 | 1 | 1 | 1 | 0 | 0.212 | 0 | 0.30829 | 0 | 1 | 1 | 1 | 1 | 1 | 1
| 4269 | 1 | 1 | 1 | 1 | 1 | 0 | 0.255 | 0 | 0.30829 | 0 | 1 | 1 | 1 | 1 | 1 | 1
| 4270 | 1 | 1 | 1 | 1 | 1 | 0 | 0.229 | 0 | 0.30829 | 0 | 1 | 1 | 1 | 1 | 1 | 1
| 4271 | 1 | 1 | 1 | 1 | 1 | 0 | 0.182 | 0 | 0.30829 | 0 | 1 | 1 | 1 | 1 | 1 | 1
| 4272 | 1 | 1 | 1 | 1 | 1 | 0 | 0.137 | 0 | 0.30829 | 0 | 1 | 1 | 1 | 1 | 1 | 1
| 4273 | 1 | 1 | 1 | 1 | 1 | 0 | 0.095 | 0 | 0.30829 | 0 | 1 | 1 | 1 | 1 | 1 | 1
| 4274 | 1 | 1 | 1 | 1 | 1 | 0 | 0.058 | 0 | 0.30829 | 0 | 1 | 1 | 1 | 1 | 1 | 1
| 4275 | 1 | 1 | 1 | 1 | 1 | 0 | 0.034 | 0 | 0.30829 | 0 | 1 | 1 | 1 | 1 | 1 | 1
| 4276 | 1 | 1 | 1 | 1 | 1 | 0 | 0.019 | 0 | 0.30829 | 0 | 1 | 1 | 1 | 1 | 1 | 1
| 4277 | 1 | 1 | 1 | 1 | 1 | 0 | 0.01 | 0 | 0.30829 | 0 | 1 | 1 | 1 | 1 | 1 | 1
| 4278 | 1 | 1 | 1 | 1 | 1 | 0 | 0.006 | 0 | 0.30829 | 0 | 1 | 1 | 1 | 1 | 1 | 1
| 4279 | 1 | 1 | 1 | 1 | 1 | 0.002 | 0.006 | 0 | 0.30829 | 0 | 1 | 1 | 1 | 1 | 1 | 1
| 4280 | 1 | 1 | 1 | 1 | 1 | 0.126 | 0.008 | 0 | 0.30829 | 0 | 1 | 1 | 1 | 1 | 1 | 1
| 4281 | 1 | 1 | 1 | 1 | 1 | 0.295 | 0.023 | 0 | 0.30829 | 0 | 1 | 1 | 1 | 1 | 1 | 1
| 4282 | 1 | 1 | 1 | 1 | 1 | 0.416 | 0.042 | 0 | 0.30829 | 0 | 1 | 1 | 1 | 1 | 1 | 1
| 4283 | 1 | 1 | 1 | 1 | 1 | 0.555 | 0.045 | 0 | 0.30829 | 0 | 1 | 1 | 1 | 1 | 1 | 1
| 4284 | 1 | 1 | 1 | 1 | 1 | 0.684 | 0.035 | 0 | 0.30829 | 0 | 1 | 1 | 1 | 1 | 1 | 1
| 4285 | 1 | 1 | 1 | 1 | 1 | 0.694 | 0.032 | 0 | 0.30829 | 0 | 1 | 1 | 1 | 1 | 1 | 1
| 4286 | 1 | 1 | 1 | 1 | 1 | 0.631 | 0.03 | 0 | 0.30829 | 0 | 1 | 1 | 1 | 1 | 1 | 1
| 4287 | 1 | 1 | 1 | 1 | 1 | 0.549 | 0.035 | 0 | 0.30829 | 0 | 1 | 1 | 1 | 1 | 1 | 1
| 4288 | 1 | 1 | 1 | 1 | 1 | 0.374 | 0.051 | 0 | 0.30829 | 0 | 1 | 1 | 1 | 1 | 1 | 1
| 4289 | 1 | 1 | 1 | 1 | 1 | 0.238 | 0.062 | 0 | 0.30829 | 0 | 1 | 1 | 1 | 1 | 1 | 1
| 4290 | 1 | 1 | 1 | 1 | 1 | 0.094 | 0.063 | 0 | 0.30829 | 0 | 1 | 1 | 1 | 1 | 1 | 1
| 4291 | 1 | 1 | 1 | 1 | 1 | 0.001 | 0.049 | 0 | 0.30829 | 0 | 1 | 1 | 1 | 1 | 1 | 1
| 4292 | 1 | 1 | 1 | 1 | 1 | 0 | 0.027 | 0 | 0.30829 | 0 | 1 | 1 | 1 | 1 | 1 | 1
| 4293 | 1 | 1 | 1 | 1 | 1 | 0 | 0.017 | 0 | 0.30829 | 0 | 1 | 1 | 1 | 1 | 1 | 1
| 4294 | 1 | 1 | 1 | 1 | 1 | 0 | 0.023 | 0 | 0.30829 | 0 | 1 | 1 | 1 | 1 | 1 | 1
| 4295 | 1 | 1 | 1 | 1 | 1 | 0 | 0.038 | 0 | 0.30829 | 0 | 1 | 1 | 1 | 1 | 1 | 1
| 4296 | 1 | 1 | 1 | 1 | 1 | 0 | 0.039 | 0 | 0.30829 | 0 | 1 | 1 | 1 | 1 | 1 | 1
| 4297 | 1 | 1 | 1 | 1 | 1 | 0 | 0.034 | 0 | 0.30829 | 0 | 1 | 1 | 1 | 1 | 1 | 1
| 4298 | 1 | 1 | 1 | 1 | 1 | 0 | 0.025 | 0 | 0.30829 | 0 | 1 | 1 | 1 | 1 | 1 | 1
| 4299 | 1 | 1 | 1 | 1 | 1 | 0 | 0.016 | 0 | 0.30829 | 0 | 1 | 1 | 1 | 1 | 1 | 1
| 4300 | 1 | 1 | 1 | 1 | 1 | 0 | 0.009 | 0 | 0.30829 | 0 | 1 | 1 | 1 | 1 | 1 | 1
| 4301 | 1 | 1 | 1 | 1 | 1 | 0 | 0.003 | 0 | 0.30829 | 0 | 1 | 1 | 1 | 1 | 1 | 1
| 4302 | 1 | 1 | 1 | 1 | 1 | 0 | 0.001 | 0 | 0.30829 | 0 | 1 | 1 | 1 | 1 | 1 | 1
| 4303 | 1 | 1 | 1 | 1 | 1 | 0.002 | 0 | 0 | 0.30829 | 0 | 1 | 1 | 1 | 1 | 1 | 1
| 4304 | 1 | 1 | 1 | 1 | 1 | 0.151 | 0 | 0 | 0.30829 | 0 | 1 | 1 | 1 | 1 | 1 | 1
| 4305 | 1 | 1 | 1 | 1 | 1 | 0.372 | 0.011 | 0 | 0.30829 | 0 | 1 | 1 | 1 | 1 | 1 | 1
| 4306 | 1 | 1 | 1 | 1 | 1 | 0.515 | 0.023 | 0 | 0.30829 | 0 | 1 | 1 | 1 | 1 | 1 | 1
| 4307 | 1 | 1 | 1 | 1 | 1 | 0.636 | 0.024 | 0 | 0.30829 | 0 | 1 | 1 | 1 | 1 | 1 | 1
| 4308 | 1 | 1 | 1 | 1 | 1 | 0.681 | 0.017 | 0 | 0.30829 | 0 | 1 | 1 | 1 | 1 | 1 | 1
| 4309 | 1 | 1 | 1 | 1 | 1 | 0.692 | 0.01 | 0 | 0.30829 | 0 | 1 | 1 | 1 | 1 | 1 | 1
| 4310 | 1 | 1 | 1 | 1 | 1 | 0.661 | 0.006 | 0 | 0.30829 | 0 | 1 | 1 | 1 | 1 | 1 | 1
| 4311 | 1 | 1 | 1 | 1 | 1 | 0.605 | 0.005 | 0 | 0.30829 | 0 | 1 | 1 | 1 | 1 | 1 | 1
| 4312 | 1 | 1 | 1 | 1 | 1 | 0.499 | 0.007 | 0 | 0.30829 | 0 | 1 | 1 | 1 | 1 | 1 | 1
| 4313 | 1 | 1 | 1 | 1 | 1 | 0.324 | 0.014 | 0 | 0.30829 | 0 | 1 | 1 | 1 | 1 | 1 | 1
| 4314 | 1 | 1 | 1 | 1 | 1 | 0.13 | 0.04 | 0 | 0.30829 | 0 | 1 | 1 | 1 | 1 | 1 | 1
| 4315 | 1 | 1 | 1 | 1 | 1 | 0.003 | 0.105 | 0 | 0.30829 | 0 | 1 | 1 | 1 | 1 | 1 | 1
| 4316 | 1 | 1 | 1 | 1 | 1 | 0 | 0.213 | 0 | 0.30829 | 0 | 1 | 1 | 1 | 1 | 1 | 1
| 4317 | 1 | 1 | 1 | 1 | 1 | 0 | 0.308 | 0 | 0.30829 | 0 | 1 | 1 | 1 | 1 | 1 | 1
| 4318 | 1 | 1 | 1 | 1 | 1 | 0 | 0.343 | 0 | 0.30829 | 0 | 1 | 1 | 1 | 1 | 1 | 1
| 4319 | 1 | 1 | 1 | 1 | 1 | 0 | 0.294 | 0 | 0.30829 | 0 | 1 | 1 | 1 | 1 | 1 | 1
| 4320 | 1 | 1 | 1 | 1 | 1 | 0 | 0.245 | 0 | 0.30829 | 0 | 1 | 1 | 1 | 1 | 1 | 1
| 4321 | 1 | 1 | 1 | 1 | 1 | 0 | 0.131 | 0 | 0.30829 | 0 | 1 | 1 | 1 | 1 | 1 | 1
| 4322 | 1 | 1 | 1 | 1 | 1 | 0 | 0.031 | 0 | 0.30829 | 0 | 1 | 1 | 1 | 1 | 1 | 1
| 4323 | 1 | 1 | 1 | 1 | 1 | 0 | 0.001 | 0 | 0.30829 | 0 | 1 | 1 | 1 | 1 | 1 | 1
| 4324 | 1 | 1 | 1 | 1 | 1 | 0 | 0 | 0 | 0.30829 | 0 | 1 | 1 | 1 | 1 | 1 | 1
| 4325 | 1 | 1 | 1 | 1 | 1 | 0 | 0.002 | 0 | 0.30829 | 0 | 1 | 1 | 1 | 1 | 1 | 1
| 4326 | 1 | 1 | 1 | 1 | 1 | 0 | 0.02 | 0 | 0.30829 | 0 | 1 | 1 | 1 | 1 | 1 | 1
| 4327 | 1 | 1 | 1 | 1 | 1 | 0.003 | 0.058 | 0 | 0.30829 | 0 | 1 | 1 | 1 | 1 | 1 | 1
| 4328 | 1 | 1 | 1 | 1 | 1 | 0.164 | 0.05 | 0 | 0.30829 | 0 | 1 | 1 | 1 | 1 | 1 | 1
| 4329 | 1 | 1 | 1 | 1 | 1 | 0.394 | 0.032 | 0 | 0.30829 | 0 | 1 | 1 | 1 | 1 | 1 | 1
| 4330 | 1 | 1 | 1 | 1 | 1 | 0.555 | 0.034 | 0 | 0.30829 | 0 | 1 | 1 | 1 | 1 | 1 | 1
| 4331 | 1 | 1 | 1 | 1 | 1 | 0.631 | 0.053 | 0 | 0.30829 | 0 | 1 | 1 | 1 | 1 | 1 | 1
| 4332 | 1 | 1 | 1 | 1 | 1 | 0.678 | 0.071 | 0 | 0.30829 | 0 | 1 | 1 | 1 | 1 | 1 | 1
| 4333 | 1 | 1 | 1 | 1 | 1 | 0.698 | 0.076 | 0 | 0.30829 | 0 | 1 | 1 | 1 | 1 | 1 | 1
| 4334 | 1 | 1 | 1 | 1 | 1 | 0.68 | 0.071 | 0 | 0.30829 | 0 | 1 | 1 | 1 | 1 | 1 | 1
| 4335 | 1 | 1 | 1 | 1 | 1 | 0.631 | 0.071 | 0 | 0.30829 | 0 | 1 | 1 | 1 | 1 | 1 | 1
| 4336 | 1 | 1 | 1 | 1 | 1 | 0.536 | 0.069 | 0 | 0.30829 | 0 | 1 | 1 | 1 | 1 | 1 | 1
| 4337 | 1 | 1 | 1 | 1 | 1 | 0.372 | 0.072 | 0 | 0.30829 | 0 | 1 | 1 | 1 | 1 | 1 | 1
| 4338 | 1 | 1 | 1 | 1 | 1 | 0.142 | 0.08 | 0 | 0.30829 | 0 | 1 | 1 | 1 | 1 | 1 | 1
| 4339 | 1 | 1 | 1 | 1 | 1 | 0.003 | 0.143 | 0 | 0.30829 | 0 | 1 | 1 | 1 | 1 | 1 | 1
| 4340 | 1 | 1 | 1 | 1 | 1 | 0 | 0.278 | 0 | 0.30829 | 0 | 1 | 1 | 1 | 1 | 1 | 1
| 4341 | 1 | 1 | 1 | 1 | 1 | 0 | 0.42 | 0 | 0.30829 | 0 | 1 | 1 | 1 | 1 | 1 | 1
| 4342 | 1 | 1 | 1 | 1 | 1 | 0 | 0.528 | 0 | 0.30829 | 0 | 1 | 1 | 1 | 1 | 1 | 1
| 4343 | 1 | 1 | 1 | 1 | 1 | 0 | 0.529 | 0 | 0.30829 | 0 | 1 | 1 | 1 | 1 | 1 | 1
| 4344 | 1 | 1 | 1 | 1 | 1 | 0 | 0.388 | 0 | 0.30829 | 0 | 1 | 1 | 1 | 1 | 1 | 1
| 4345 | 1 | 1 | 1 | 1 | 1 | 0 | 0.241 | 0 | 0.23657 | 0 | 1 | 1 | 1 | 1 | 1 | 1
| 4346 | 1 | 1 | 1 | 1 | 1 | 0 | 0.141 | 0 | 0.23657 | 0 | 1 | 1 | 1 | 1 | 1 | 1
| 4347 | 1 | 1 | 1 | 1 | 1 | 0 | 0.101 | 0 | 0.23657 | 0 | 1 | 1 | 1 | 1 | 1 | 1
| 4348 | 1 | 1 | 1 | 1 | 1 | 0 | 0.064 | 0 | 0.23657 | 0 | 1 | 1 | 1 | 1 | 1 | 1
| 4349 | 1 | 1 | 1 | 1 | 1 | 0 | 0.069 | 0 | 0.23657 | 0 | 1 | 1 | 1 | 1 | 1 | 1
| 4350 | 1 | 1 | 1 | 1 | 1 | 0 | 0.084 | 0 | 0.23657 | 0 | 1 | 1 | 1 | 1 | 1 | 1
| 4351 | 1 | 1 | 1 | 1 | 1 | 0.002 | 0.092 | 0 | 0.23657 | 0 | 1 | 1 | 1 | 1 | 1 | 1
| 4352 | 1 | 1 | 1 | 1 | 1 | 0.122 | 0.088 | 0 | 0.23657 | 0 | 1 | 1 | 1 | 1 | 1 | 1
| 4353 | 1 | 1 | 1 | 1 | 1 | 0.362 | 0.111 | 0 | 0.23657 | 0 | 1 | 1 | 1 | 1 | 1 | 1
| 4354 | 1 | 1 | 1 | 1 | 1 | 0.564 | 0.099 | 0 | 0.23657 | 0 | 1 | 1 | 1 | 1 | 1 | 1
| 4355 | 1 | 1 | 1 | 1 | 1 | 0.663 | 0.085 | 0 | 0.23657 | 0 | 1 | 1 | 1 | 1 | 1 | 1
| 4356 | 1 | 1 | 1 | 1 | 1 | 0.69 | 0.083 | 0 | 0.23657 | 0 | 1 | 1 | 1 | 1 | 1 | 1
| 4357 | 1 | 1 | 1 | 1 | 1 | 0.669 | 0.076 | 0 | 0.23657 | 0 | 1 | 1 | 1 | 1 | 1 | 1
| 4358 | 1 | 1 | 1 | 1 | 1 | 0.624 | 0.059 | 0 | 0.23657 | 0 | 1 | 1 | 1 | 1 | 1 | 1
| 4359 | 1 | 1 | 1 | 1 | 1 | 0.561 | 0.042 | 0 | 0.23657 | 0 | 1 | 1 | 1 | 1 | 1 | 1
| 4360 | 1 | 1 | 1 | 1 | 1 | 0.369 | 0.041 | 0 | 0.23657 | 0 | 1 | 1 | 1 | 1 | 1 | 1
| 4361 | 1 | 1 | 1 | 1 | 1 | 0.181 | 0.048 | 0 | 0.23657 | 0 | 1 | 1 | 1 | 1 | 1 | 1
| 4362 | 1 | 1 | 1 | 1 | 1 | 0.076 | 0.05 | 0 | 0.23657 | 0 | 1 | 1 | 1 | 1 | 1 | 1
| 4363 | 1 | 1 | 1 | 1 | 1 | 0.002 | 0.082 | 0 | 0.23657 | 0 | 1 | 1 | 1 | 1 | 1 | 1
| 4364 | 1 | 1 | 1 | 1 | 1 | 0 | 0.22 | 0 | 0.23657 | 0 | 1 | 1 | 1 | 1 | 1 | 1
| 4365 | 1 | 1 | 1 | 1 | 1 | 0 | 0.401 | 0 | 0.23657 | 0 | 1 | 1 | 1 | 1 | 1 | 1
| 4366 | 1 | 1 | 1 | 1 | 1 | 0 | 0.434 | 0 | 0.23657 | 0 | 1 | 1 | 1 | 1 | 1 | 1
| 4367 | 1 | 1 | 1 | 1 | 1 | 0 | 0.41 | 0 | 0.23657 | 0 | 1 | 1 | 1 | 1 | 1 | 1
| 4368 | 1 | 1 | 1 | 1 | 1 | 0 | 0.311 | 0 | 0.23657 | 0 | 1 | 1 | 1 | 1 | 1 | 1
| 4369 | 1 | 1 | 1 | 1 | 1 | 0 | 0.201 | 0 | 0.23657 | 0 | 1 | 1 | 1 | 1 | 1 | 1
| 4370 | 1 | 1 | 1 | 1 | 1 | 0 | 0.114 | 0 | 0.23657 | 0 | 1 | 1 | 1 | 1 | 1 | 1
| 4371 | 1 | 1 | 1 | 1 | 1 | 0 | 0.081 | 0 | 0.23657 | 0 | 1 | 1 | 1 | 1 | 1 | 1
| 4372 | 1 | 1 | 1 | 1 | 1 | 0 | 0.047 | 0 | 0.23657 | 0 | 1 | 1 | 1 | 1 | 1 | 1
| 4373 | 1 | 1 | 1 | 1 | 1 | 0 | 0.019 | 0 | 0.23657 | 0 | 1 | 1 | 1 | 1 | 1 | 1
| 4374 | 1 | 1 | 1 | 1 | 1 | 0 | 0.007 | 0 | 0.23657 | 0 | 1 | 1 | 1 | 1 | 1 | 1
| 4375 | 1 | 1 | 1 | 1 | 1 | 0.003 | 0.002 | 0 | 0.23657 | 0 | 1 | 1 | 1 | 1 | 1 | 1
| 4376 | 1 | 1 | 1 | 1 | 1 | 0.155 | 0.002 | 0 | 0.23657 | 0 | 1 | 1 | 1 | 1 | 1 | 1
| 4377 | 1 | 1 | 1 | 1 | 1 | 0.425 | 0.007 | 0 | 0.23657 | 0 | 1 | 1 | 1 | 1 | 1 | 1
| 4378 | 1 | 1 | 1 | 1 | 1 | 0.598 | 0.012 | 0 | 0.23657 | 0 | 1 | 1 | 1 | 1 | 1 | 1
| 4379 | 1 | 1 | 1 | 1 | 1 | 0.676 | 0.009 | 0 | 0.23657 | 0 | 1 | 1 | 1 | 1 | 1 | 1
| 4380 | 1 | 1 | 1 | 1 | 1 | 0.676 | 0.005 | 0 | 0.23657 | 0 | 1 | 1 | 1 | 1 | 1 | 1
| 4381 | 1 | 1 | 1 | 1 | 1 | 0.671 | 0.003 | 0 | 0.23657 | 0 | 1 | 1 | 1 | 1 | 1 | 1
| 4382 | 1 | 1 | 1 | 1 | 1 | 0.661 | 0.004 | 0 | 0.23657 | 0 | 1 | 1 | 1 | 1 | 1 | 1
| 4383 | 1 | 1 | 1 | 1 | 1 | 0.551 | 0.009 | 0 | 0.23657 | 0 | 1 | 1 | 1 | 1 | 1 | 1
| 4384 | 1 | 1 | 1 | 1 | 1 | 0.333 | 0.03 | 0 | 0.23657 | 0 | 1 | 1 | 1 | 1 | 1 | 1
| 4385 | 1 | 1 | 1 | 1 | 1 | 0.196 | 0.069 | 0 | 0.23657 | 0 | 1 | 1 | 1 | 1 | 1 | 1
| 4386 | 1 | 1 | 1 | 1 | 1 | 0.076 | 0.12 | 0 | 0.23657 | 0 | 1 | 1 | 1 | 1 | 1 | 1
| 4387 | 1 | 1 | 1 | 1 | 1 | 0.001 | 0.154 | 0 | 0.23657 | 0 | 1 | 1 | 1 | 1 | 1 | 1
| 4388 | 1 | 1 | 1 | 1 | 1 | 0 | 0.174 | 0 | 0.23657 | 0 | 1 | 1 | 1 | 1 | 1 | 1
| 4389 | 1 | 1 | 1 | 1 | 1 | 0 | 0.194 | 0 | 0.23657 | 0 | 1 | 1 | 1 | 1 | 1 | 1
| 4390 | 1 | 1 | 1 | 1 | 1 | 0 | 0.222 | 0 | 0.23657 | 0 | 1 | 1 | 1 | 1 | 1 | 1
| 4391 | 1 | 1 | 1 | 1 | 1 | 0 | 0.294 | 0 | 0.23657 | 0 | 1 | 1 | 1 | 1 | 1 | 1
| 4392 | 1 | 1 | 1 | 1 | 1 | 0 | 0.325 | 0 | 0.23657 | 0 | 1 | 1 | 1 | 1 | 1 | 1
| 4393 | 1 | 1 | 1 | 1 | 1 | 0 | 0.27 | 0 | 0.23657 | 0 | 1 | 1 | 1 | 1 | 1 | 1
| 4394 | 1 | 1 | 1 | 1 | 1 | 0 | 0.169 | 0 | 0.23657 | 0 | 1 | 1 | 1 | 1 | 1 | 1
| 4395 | 1 | 1 | 1 | 1 | 1 | 0 | 0.081 | 0 | 0.23657 | 0 | 1 | 1 | 1 | 1 | 1 | 1
| 4396 | 1 | 1 | 1 | 1 | 1 | 0 | 0.037 | 0 | 0.23657 | 0 | 1 | 1 | 1 | 1 | 1 | 1
| 4397 | 1 | 1 | 1 | 1 | 1 | 0 | 0.017 | 0 | 0.23657 | 0 | 1 | 1 | 1 | 1 | 1 | 1
| 4398 | 1 | 1 | 1 | 1 | 1 | 0 | 0.008 | 0 | 0.23657 | 0 | 1 | 1 | 1 | 1 | 1 | 1
| 4399 | 1 | 1 | 1 | 1 | 1 | 0 | 0.007 | 0 | 0.23657 | 0 | 1 | 1 | 1 | 1 | 1 | 1
| 4400 | 1 | 1 | 1 | 1 | 1 | 0.065 | 0.018 | 0 | 0.23657 | 0 | 1 | 1 | 1 | 1 | 1 | 1
| 4401 | 1 | 1 | 1 | 1 | 1 | 0.219 | 0.031 | 0 | 0.23657 | 0 | 1 | 1 | 1 | 1 | 1 | 1
| 4402 | 1 | 1 | 1 | 1 | 1 | 0.418 | 0.029 | 0 | 0.23657 | 0 | 1 | 1 | 1 | 1 | 1 | 1
| 4403 | 1 | 1 | 1 | 1 | 1 | 0.58 | 0.028 | 0 | 0.23657 | 0 | 1 | 1 | 1 | 1 | 1 | 1
| 4404 | 1 | 1 | 1 | 1 | 1 | 0.636 | 0.022 | 0 | 0.23657 | 0 | 1 | 1 | 1 | 1 | 1 | 1
| 4405 | 1 | 1 | 1 | 1 | 1 | 0.654 | 0.017 | 0 | 0.23657 | 0 | 1 | 1 | 1 | 1 | 1 | 1
| 4406 | 1 | 1 | 1 | 1 | 1 | 0.622 | 0.014 | 0 | 0.23657 | 0 | 1 | 1 | 1 | 1 | 1 | 1
| 4407 | 1 | 1 | 1 | 1 | 1 | 0.587 | 0.015 | 0 | 0.23657 | 0 | 1 | 1 | 1 | 1 | 1 | 1
| 4408 | 1 | 1 | 1 | 1 | 1 | 0.473 | 0.024 | 0 | 0.23657 | 0 | 1 | 1 | 1 | 1 | 1 | 1
| 4409 | 1 | 1 | 1 | 1 | 1 | 0.245 | 0.049 | 0 | 0.23657 | 0 | 1 | 1 | 1 | 1 | 1 | 1
| 4410 | 1 | 1 | 1 | 1 | 1 | 0.101 | 0.096 | 0 | 0.23657 | 0 | 1 | 1 | 1 | 1 | 1 | 1
| 4411 | 1 | 1 | 1 | 1 | 1 | 0.003 | 0.149 | 0 | 0.23657 | 0 | 1 | 1 | 1 | 1 | 1 | 1
| 4412 | 1 | 1 | 1 | 1 | 1 | 0 | 0.184 | 0 | 0.23657 | 0 | 1 | 1 | 1 | 1 | 1 | 1
| 4413 | 1 | 1 | 1 | 1 | 1 | 0 | 0.187 | 0 | 0.23657 | 0 | 1 | 1 | 1 | 1 | 1 | 1
| 4414 | 1 | 1 | 1 | 1 | 1 | 0 | 0.152 | 0 | 0.23657 | 0 | 1 | 1 | 1 | 1 | 1 | 1
| 4415 | 1 | 1 | 1 | 1 | 1 | 0 | 0.136 | 0 | 0.23657 | 0 | 1 | 1 | 1 | 1 | 1 | 1
| 4416 | 1 | 1 | 1 | 1 | 1 | 0 | 0.144 | 0 | 0.23657 | 0 | 1 | 1 | 1 | 1 | 1 | 1
| 4417 | 1 | 1 | 1 | 1 | 1 | 0 | 0.177 | 0 | 0.23657 | 0 | 1 | 1 | 1 | 1 | 1 | 1
| 4418 | 1 | 1 | 1 | 1 | 1 | 0 | 0.127 | 0 | 0.23657 | 0 | 1 | 1 | 1 | 1 | 1 | 1
| 4419 | 1 | 1 | 1 | 1 | 1 | 0 | 0.058 | 0 | 0.23657 | 0 | 1 | 1 | 1 | 1 | 1 | 1
| 4420 | 1 | 1 | 1 | 1 | 1 | 0 | 0.016 | 0 | 0.23657 | 0 | 1 | 1 | 1 | 1 | 1 | 1
| 4421 | 1 | 1 | 1 | 1 | 1 | 0 | 0.003 | 0 | 0.23657 | 0 | 1 | 1 | 1 | 1 | 1 | 1
| 4422 | 1 | 1 | 1 | 1 | 1 | 0 | 0.001 | 0 | 0.23657 | 0 | 1 | 1 | 1 | 1 | 1 | 1
| 4423 | 1 | 1 | 1 | 1 | 1 | 0 | 0.001 | 0 | 0.23657 | 0 | 1 | 1 | 1 | 1 | 1 | 1
| 4424 | 1 | 1 | 1 | 1 | 1 | 0.073 | 0.005 | 0 | 0.23657 | 0 | 1 | 1 | 1 | 1 | 1 | 1
| 4425 | 1 | 1 | 1 | 1 | 1 | 0.229 | 0.026 | 0 | 0.23657 | 0 | 1 | 1 | 1 | 1 | 1 | 1
| 4426 | 1 | 1 | 1 | 1 | 1 | 0.414 | 0.036 | 0 | 0.23657 | 0 | 1 | 1 | 1 | 1 | 1 | 1
| 4427 | 1 | 1 | 1 | 1 | 1 | 0.517 | 0.03 | 0 | 0.23657 | 0 | 1 | 1 | 1 | 1 | 1 | 1
| 4428 | 1 | 1 | 1 | 1 | 1 | 0.571 | 0.017 | 0 | 0.23657 | 0 | 1 | 1 | 1 | 1 | 1 | 1
| 4429 | 1 | 1 | 1 | 1 | 1 | 0.549 | 0.007 | 0 | 0.23657 | 0 | 1 | 1 | 1 | 1 | 1 | 1
| 4430 | 1 | 1 | 1 | 1 | 1 | 0.609 | 0.004 | 0 | 0.23657 | 0 | 1 | 1 | 1 | 1 | 1 | 1
| 4431 | 1 | 1 | 1 | 1 | 1 | 0.527 | 0.005 | 0 | 0.23657 | 0 | 1 | 1 | 1 | 1 | 1 | 1
| 4432 | 1 | 1 | 1 | 1 | 1 | 0.298 | 0.01 | 0 | 0.23657 | 0 | 1 | 1 | 1 | 1 | 1 | 1
| 4433 | 1 | 1 | 1 | 1 | 1 | 0.22 | 0.025 | 0 | 0.23657 | 0 | 1 | 1 | 1 | 1 | 1 | 1
| 4434 | 1 | 1 | 1 | 1 | 1 | 0.09 | 0.053 | 0 | 0.23657 | 0 | 1 | 1 | 1 | 1 | 1 | 1
| 4435 | 1 | 1 | 1 | 1 | 1 | 0.002 | 0.084 | 0 | 0.23657 | 0 | 1 | 1 | 1 | 1 | 1 | 1
| 4436 | 1 | 1 | 1 | 1 | 1 | 0 | 0.101 | 0 | 0.23657 | 0 | 1 | 1 | 1 | 1 | 1 | 1
| 4437 | 1 | 1 | 1 | 1 | 1 | 0 | 0.108 | 0 | 0.23657 | 0 | 1 | 1 | 1 | 1 | 1 | 1
| 4438 | 1 | 1 | 1 | 1 | 1 | 0 | 0.121 | 0 | 0.23657 | 0 | 1 | 1 | 1 | 1 | 1 | 1
| 4439 | 1 | 1 | 1 | 1 | 1 | 0 | 0.168 | 0 | 0.23657 | 0 | 1 | 1 | 1 | 1 | 1 | 1
| 4440 | 1 | 1 | 1 | 1 | 1 | 0 | 0.245 | 0 | 0.23657 | 0 | 1 | 1 | 1 | 1 | 1 | 1
| 4441 | 1 | 1 | 1 | 1 | 1 | 0 | 0.223 | 0 | 0.23657 | 0 | 1 | 1 | 1 | 1 | 1 | 1
| 4442 | 1 | 1 | 1 | 1 | 1 | 0 | 0.139 | 0 | 0.23657 | 0 | 1 | 1 | 1 | 1 | 1 | 1
| 4443 | 1 | 1 | 1 | 1 | 1 | 0 | 0.07 | 0 | 0.23657 | 0 | 1 | 1 | 1 | 1 | 1 | 1
| 4444 | 1 | 1 | 1 | 1 | 1 | 0 | 0.026 | 0 | 0.23657 | 0 | 1 | 1 | 1 | 1 | 1 | 1
| 4445 | 1 | 1 | 1 | 1 | 1 | 0 | 0.005 | 0 | 0.23657 | 0 | 1 | 1 | 1 | 1 | 1 | 1
| 4446 | 1 | 1 | 1 | 1 | 1 | 0 | 0 | 0 | 0.23657 | 0 | 1 | 1 | 1 | 1 | 1 | 1
| 4447 | 1 | 1 | 1 | 1 | 1 | 0.002 | 0 | 0 | 0.23657 | 0 | 1 | 1 | 1 | 1 | 1 | 1
| 4448 | 1 | 1 | 1 | 1 | 1 | 0.13 | 0 | 0 | 0.23657 | 0 | 1 | 1 | 1 | 1 | 1 | 1
| 4449 | 1 | 1 | 1 | 1 | 1 | 0.277 | 0.001 | 0 | 0.23657 | 0 | 1 | 1 | 1 | 1 | 1 | 1
| 4450 | 1 | 1 | 1 | 1 | 1 | 0.434 | 0.001 | 0 | 0.23657 | 0 | 1 | 1 | 1 | 1 | 1 | 1
| 4451 | 1 | 1 | 1 | 1 | 1 | 0.602 | 0 | 0 | 0.23657 | 0 | 1 | 1 | 1 | 1 | 1 | 1
| 4452 | 1 | 1 | 1 | 1 | 1 | 0.696 | 0 | 0 | 0.23657 | 0 | 1 | 1 | 1 | 1 | 1 | 1
| 4453 | 1 | 1 | 1 | 1 | 1 | 0.69 | 0 | 0 | 0.23657 | 0 | 1 | 1 | 1 | 1 | 1 | 1
| 4454 | 1 | 1 | 1 | 1 | 1 | 0.655 | 0 | 0 | 0.23657 | 0 | 1 | 1 | 1 | 1 | 1 | 1
| 4455 | 1 | 1 | 1 | 1 | 1 | 0.593 | 0.003 | 0 | 0.23657 | 0 | 1 | 1 | 1 | 1 | 1 | 1
| 4456 | 1 | 1 | 1 | 1 | 1 | 0.483 | 0.008 | 0 | 0.23657 | 0 | 1 | 1 | 1 | 1 | 1 | 1
| 4457 | 1 | 1 | 1 | 1 | 1 | 0.33 | 0.021 | 0 | 0.23657 | 0 | 1 | 1 | 1 | 1 | 1 | 1
| 4458 | 1 | 1 | 1 | 1 | 1 | 0.136 | 0.051 | 0 | 0.23657 | 0 | 1 | 1 | 1 | 1 | 1 | 1
| 4459 | 1 | 1 | 1 | 1 | 1 | 0.004 | 0.167 | 0 | 0.23657 | 0 | 1 | 1 | 1 | 1 | 1 | 1
| 4460 | 1 | 1 | 1 | 1 | 1 | 0 | 0.259 | 0 | 0.23657 | 0 | 1 | 1 | 1 | 1 | 1 | 1
| 4461 | 1 | 1 | 1 | 1 | 1 | 0 | 0.314 | 0 | 0.23657 | 0 | 1 | 1 | 1 | 1 | 1 | 1
| 4462 | 1 | 1 | 1 | 1 | 1 | 0 | 0.386 | 0 | 0.23657 | 0 | 1 | 1 | 1 | 1 | 1 | 1
| 4463 | 1 | 1 | 1 | 1 | 1 | 0 | 0.374 | 0 | 0.23657 | 0 | 1 | 1 | 1 | 1 | 1 | 1
| 4464 | 1 | 1 | 1 | 1 | 1 | 0 | 0.274 | 0 | 0.23657 | 0 | 1 | 1 | 1 | 1 | 1 | 1
| 4465 | 1 | 1 | 1 | 1 | 1 | 0 | 0.156 | 0 | 0.23657 | 0 | 1 | 1 | 1 | 1 | 1 | 1
| 4466 | 1 | 1 | 1 | 1 | 1 | 0 | 0.076 | 0 | 0.23657 | 0 | 1 | 1 | 1 | 1 | 1 | 1
| 4467 | 1 | 1 | 1 | 1 | 1 | 0 | 0.035 | 0 | 0.23657 | 0 | 1 | 1 | 1 | 1 | 1 | 1
| 4468 | 1 | 1 | 1 | 1 | 1 | 0 | 0.02 | 0 | 0.23657 | 0 | 1 | 1 | 1 | 1 | 1 | 1
| 4469 | 1 | 1 | 1 | 1 | 1 | 0 | 0.018 | 0 | 0.23657 | 0 | 1 | 1 | 1 | 1 | 1 | 1
| 4470 | 1 | 1 | 1 | 1 | 1 | 0 | 0.021 | 0 | 0.23657 | 0 | 1 | 1 | 1 | 1 | 1 | 1
| 4471 | 1 | 1 | 1 | 1 | 1 | 0.001 | 0.023 | 0 | 0.23657 | 0 | 1 | 1 | 1 | 1 | 1 | 1
| 4472 | 1 | 1 | 1 | 1 | 1 | 0.121 | 0.023 | 0 | 0.23657 | 0 | 1 | 1 | 1 | 1 | 1 | 1
| 4473 | 1 | 1 | 1 | 1 | 1 | 0.326 | 0.019 | 0 | 0.23657 | 0 | 1 | 1 | 1 | 1 | 1 | 1
| 4474 | 1 | 1 | 1 | 1 | 1 | 0.545 | 0.019 | 0 | 0.23657 | 0 | 1 | 1 | 1 | 1 | 1 | 1
| 4475 | 1 | 1 | 1 | 1 | 1 | 0.597 | 0.033 | 0 | 0.23657 | 0 | 1 | 1 | 1 | 1 | 1 | 1
| 4476 | 1 | 1 | 1 | 1 | 1 | 0.654 | 0.058 | 0 | 0.23657 | 0 | 1 | 1 | 1 | 1 | 1 | 1
| 4477 | 1 | 1 | 1 | 1 | 1 | 0.654 | 0.074 | 0 | 0.23657 | 0 | 1 | 1 | 1 | 1 | 1 | 1
| 4478 | 1 | 1 | 1 | 1 | 1 | 0.592 | 0.081 | 0 | 0.23657 | 0 | 1 | 1 | 1 | 1 | 1 | 1
| 4479 | 1 | 1 | 1 | 1 | 1 | 0.513 | 0.076 | 0 | 0.23657 | 0 | 1 | 1 | 1 | 1 | 1 | 1
| 4480 | 1 | 1 | 1 | 1 | 1 | 0.433 | 0.069 | 0 | 0.23657 | 0 | 1 | 1 | 1 | 1 | 1 | 1
| 4481 | 1 | 1 | 1 | 1 | 1 | 0.346 | 0.071 | 0 | 0.23657 | 0 | 1 | 1 | 1 | 1 | 1 | 1
| 4482 | 1 | 1 | 1 | 1 | 1 | 0.132 | 0.101 | 0 | 0.23657 | 0 | 1 | 1 | 1 | 1 | 1 | 1
| 4483 | 1 | 1 | 1 | 1 | 1 | 0.004 | 0.171 | 0 | 0.23657 | 0 | 1 | 1 | 1 | 1 | 1 | 1
| 4484 | 1 | 1 | 1 | 1 | 1 | 0 | 0.253 | 0 | 0.23657 | 0 | 1 | 1 | 1 | 1 | 1 | 1
| 4485 | 1 | 1 | 1 | 1 | 1 | 0 | 0.313 | 0 | 0.23657 | 0 | 1 | 1 | 1 | 1 | 1 | 1
| 4486 | 1 | 1 | 1 | 1 | 1 | 0 | 0.343 | 0 | 0.23657 | 0 | 1 | 1 | 1 | 1 | 1 | 1
| 4487 | 1 | 1 | 1 | 1 | 1 | 0 | 0.347 | 0 | 0.23657 | 0 | 1 | 1 | 1 | 1 | 1 | 1
| 4488 | 1 | 1 | 1 | 1 | 1 | 0 | 0.339 | 0 | 0.23657 | 0 | 1 | 1 | 1 | 1 | 1 | 1
| 4489 | 1 | 1 | 1 | 1 | 1 | 0 | 0.264 | 0 | 0.23657 | 0 | 1 | 1 | 1 | 1 | 1 | 1
| 4490 | 1 | 1 | 1 | 1 | 1 | 0 | 0.157 | 0 | 0.23657 | 0 | 1 | 1 | 1 | 1 | 1 | 1
| 4491 | 1 | 1 | 1 | 1 | 1 | 0 | 0.09 | 0 | 0.23657 | 0 | 1 | 1 | 1 | 1 | 1 | 1
| 4492 | 1 | 1 | 1 | 1 | 1 | 0 | 0.052 | 0 | 0.23657 | 0 | 1 | 1 | 1 | 1 | 1 | 1
| 4493 | 1 | 1 | 1 | 1 | 1 | 0 | 0.045 | 0 | 0.23657 | 0 | 1 | 1 | 1 | 1 | 1 | 1
| 4494 | 1 | 1 | 1 | 1 | 1 | 0 | 0.043 | 0 | 0.23657 | 0 | 1 | 1 | 1 | 1 | 1 | 1
| 4495 | 1 | 1 | 1 | 1 | 1 | 0.001 | 0.027 | 0 | 0.23657 | 0 | 1 | 1 | 1 | 1 | 1 | 1
| 4496 | 1 | 1 | 1 | 1 | 1 | 0.091 | 0.021 | 0 | 0.23657 | 0 | 1 | 1 | 1 | 1 | 1 | 1
| 4497 | 1 | 1 | 1 | 1 | 1 | 0.265 | 0.025 | 0 | 0.23657 | 0 | 1 | 1 | 1 | 1 | 1 | 1
| 4498 | 1 | 1 | 1 | 1 | 1 | 0.438 | 0.026 | 0 | 0.23657 | 0 | 1 | 1 | 1 | 1 | 1 | 1
| 4499 | 1 | 1 | 1 | 1 | 1 | 0.613 | 0.037 | 0 | 0.23657 | 0 | 1 | 1 | 1 | 1 | 1 | 1
| 4500 | 1 | 1 | 1 | 1 | 1 | 0.728 | 0.068 | 0 | 0.23657 | 0 | 1 | 1 | 1 | 1 | 1 | 1
| 4501 | 1 | 1 | 1 | 1 | 1 | 0.728 | 0.112 | 0 | 0.23657 | 0 | 1 | 1 | 1 | 1 | 1 | 1
| 4502 | 1 | 1 | 1 | 1 | 1 | 0.668 | 0.161 | 0 | 0.23657 | 0 | 1 | 1 | 1 | 1 | 1 | 1
| 4503 | 1 | 1 | 1 | 1 | 1 | 0.601 | 0.205 | 0 | 0.23657 | 0 | 1 | 1 | 1 | 1 | 1 | 1
| 4504 | 1 | 1 | 1 | 1 | 1 | 0.473 | 0.238 | 0 | 0.23657 | 0 | 1 | 1 | 1 | 1 | 1 | 1
| 4505 | 1 | 1 | 1 | 1 | 1 | 0.335 | 0.278 | 0 | 0.23657 | 0 | 1 | 1 | 1 | 1 | 1 | 1
| 4506 | 1 | 1 | 1 | 1 | 1 | 0.128 | 0.328 | 0 | 0.23657 | 0 | 1 | 1 | 1 | 1 | 1 | 1
| 4507 | 1 | 1 | 1 | 1 | 1 | 0.003 | 0.36 | 0 | 0.23657 | 0 | 1 | 1 | 1 | 1 | 1 | 1
| 4508 | 1 | 1 | 1 | 1 | 1 | 0 | 0.365 | 0 | 0.23657 | 0 | 1 | 1 | 1 | 1 | 1 | 1
| 4509 | 1 | 1 | 1 | 1 | 1 | 0 | 0.356 | 0 | 0.23657 | 0 | 1 | 1 | 1 | 1 | 1 | 1
| 4510 | 1 | 1 | 1 | 1 | 1 | 0 | 0.344 | 0 | 0.23657 | 0 | 1 | 1 | 1 | 1 | 1 | 1
| 4511 | 1 | 1 | 1 | 1 | 1 | 0 | 0.323 | 0 | 0.23657 | 0 | 1 | 1 | 1 | 1 | 1 | 1
| 4512 | 1 | 1 | 1 | 1 | 1 | 0 | 0.289 | 0 | 0.23657 | 0 | 1 | 1 | 1 | 1 | 1 | 1
| 4513 | 1 | 1 | 1 | 1 | 1 | 0 | 0.228 | 0 | 0.23657 | 0 | 1 | 1 | 1 | 1 | 1 | 1
| 4514 | 1 | 1 | 1 | 1 | 1 | 0 | 0.09 | 0 | 0.23657 | 0 | 1 | 1 | 1 | 1 | 1 | 1
| 4515 | 1 | 1 | 1 | 1 | 1 | 0 | 0.016 | 0 | 0.23657 | 0 | 1 | 1 | 1 | 1 | 1 | 1
| 4516 | 1 | 1 | 1 | 1 | 1 | 0 | 0.002 | 0 | 0.23657 | 0 | 1 | 1 | 1 | 1 | 1 | 1
| 4517 | 1 | 1 | 1 | 1 | 1 | 0 | 0.001 | 0 | 0.23657 | 0 | 1 | 1 | 1 | 1 | 1 | 1
| 4518 | 1 | 1 | 1 | 1 | 1 | 0 | 0.001 | 0 | 0.23657 | 0 | 1 | 1 | 1 | 1 | 1 | 1
| 4519 | 1 | 1 | 1 | 1 | 1 | 0.003 | 0.001 | 0 | 0.23657 | 0 | 1 | 1 | 1 | 1 | 1 | 1
| 4520 | 1 | 1 | 1 | 1 | 1 | 0.166 | 0.001 | 0 | 0.23657 | 0 | 1 | 1 | 1 | 1 | 1 | 1
| 4521 | 1 | 1 | 1 | 1 | 1 | 0.417 | 0.014 | 0 | 0.23657 | 0 | 1 | 1 | 1 | 1 | 1 | 1
| 4522 | 1 | 1 | 1 | 1 | 1 | 0.595 | 0.032 | 0 | 0.23657 | 0 | 1 | 1 | 1 | 1 | 1 | 1
| 4523 | 1 | 1 | 1 | 1 | 1 | 0.696 | 0.057 | 0 | 0.23657 | 0 | 1 | 1 | 1 | 1 | 1 | 1
| 4524 | 1 | 1 | 1 | 1 | 1 | 0.752 | 0.088 | 0 | 0.23657 | 0 | 1 | 1 | 1 | 1 | 1 | 1
| 4525 | 1 | 1 | 1 | 1 | 1 | 0.764 | 0.111 | 0 | 0.23657 | 0 | 1 | 1 | 1 | 1 | 1 | 1
| 4526 | 1 | 1 | 1 | 1 | 1 | 0.723 | 0.133 | 0 | 0.23657 | 0 | 1 | 1 | 1 | 1 | 1 | 1
| 4527 | 1 | 1 | 1 | 1 | 1 | 0.627 | 0.151 | 0 | 0.23657 | 0 | 1 | 1 | 1 | 1 | 1 | 1
| 4528 | 1 | 1 | 1 | 1 | 1 | 0.545 | 0.168 | 0 | 0.23657 | 0 | 1 | 1 | 1 | 1 | 1 | 1
| 4529 | 1 | 1 | 1 | 1 | 1 | 0.375 | 0.183 | 0 | 0.23657 | 0 | 1 | 1 | 1 | 1 | 1 | 1
| 4530 | 1 | 1 | 1 | 1 | 1 | 0.197 | 0.218 | 0 | 0.23657 | 0 | 1 | 1 | 1 | 1 | 1 | 1
| 4531 | 1 | 1 | 1 | 1 | 1 | 0.009 | 0.341 | 0 | 0.23657 | 0 | 1 | 1 | 1 | 1 | 1 | 1
| 4532 | 1 | 1 | 1 | 1 | 1 | 0 | 0.497 | 0 | 0.23657 | 0 | 1 | 1 | 1 | 1 | 1 | 1
| 4533 | 1 | 1 | 1 | 1 | 1 | 0 | 0.544 | 0 | 0.23657 | 0 | 1 | 1 | 1 | 1 | 1 | 1
| 4534 | 1 | 1 | 1 | 1 | 1 | 0 | 0.476 | 0 | 0.23657 | 0 | 1 | 1 | 1 | 1 | 1 | 1
| 4535 | 1 | 1 | 1 | 1 | 1 | 0 | 0.403 | 0 | 0.23657 | 0 | 1 | 1 | 1 | 1 | 1 | 1
| 4536 | 1 | 1 | 1 | 1 | 1 | 0 | 0.383 | 0 | 0.23657 | 0 | 1 | 1 | 1 | 1 | 1 | 1
| 4537 | 1 | 1 | 1 | 1 | 1 | 0 | 0.31 | 0 | 0.23657 | 0 | 1 | 1 | 1 | 1 | 1 | 1
| 4538 | 1 | 1 | 1 | 1 | 1 | 0 | 0.155 | 0 | 0.23657 | 0 | 1 | 1 | 1 | 1 | 1 | 1
| 4539 | 1 | 1 | 1 | 1 | 1 | 0 | 0.093 | 0 | 0.23657 | 0 | 1 | 1 | 1 | 1 | 1 | 1
| 4540 | 1 | 1 | 1 | 1 | 1 | 0 | 0.072 | 0 | 0.23657 | 0 | 1 | 1 | 1 | 1 | 1 | 1
| 4541 | 1 | 1 | 1 | 1 | 1 | 0 | 0.06 | 0 | 0.23657 | 0 | 1 | 1 | 1 | 1 | 1 | 1
| 4542 | 1 | 1 | 1 | 1 | 1 | 0 | 0.039 | 0 | 0.23657 | 0 | 1 | 1 | 1 | 1 | 1 | 1
| 4543 | 1 | 1 | 1 | 1 | 1 | 0.003 | 0.017 | 0 | 0.23657 | 0 | 1 | 1 | 1 | 1 | 1 | 1
| 4544 | 1 | 1 | 1 | 1 | 1 | 0.164 | 0.004 | 0 | 0.23657 | 0 | 1 | 1 | 1 | 1 | 1 | 1
| 4545 | 1 | 1 | 1 | 1 | 1 | 0.423 | 0.005 | 0 | 0.23657 | 0 | 1 | 1 | 1 | 1 | 1 | 1
| 4546 | 1 | 1 | 1 | 1 | 1 | 0.58 | 0.021 | 0 | 0.23657 | 0 | 1 | 1 | 1 | 1 | 1 | 1
| 4547 | 1 | 1 | 1 | 1 | 1 | 0.689 | 0.048 | 0 | 0.23657 | 0 | 1 | 1 | 1 | 1 | 1 | 1
| 4548 | 1 | 1 | 1 | 1 | 1 | 0.735 | 0.085 | 0 | 0.23657 | 0 | 1 | 1 | 1 | 1 | 1 | 1
| 4549 | 1 | 1 | 1 | 1 | 1 | 0.749 | 0.114 | 0 | 0.23657 | 0 | 1 | 1 | 1 | 1 | 1 | 1
| 4550 | 1 | 1 | 1 | 1 | 1 | 0.737 | 0.143 | 0 | 0.23657 | 0 | 1 | 1 | 1 | 1 | 1 | 1
| 4551 | 1 | 1 | 1 | 1 | 1 | 0.685 | 0.175 | 0 | 0.23657 | 0 | 1 | 1 | 1 | 1 | 1 | 1
| 4552 | 1 | 1 | 1 | 1 | 1 | 0.589 | 0.2 | 0 | 0.23657 | 0 | 1 | 1 | 1 | 1 | 1 | 1
| 4553 | 1 | 1 | 1 | 1 | 1 | 0.443 | 0.231 | 0 | 0.23657 | 0 | 1 | 1 | 1 | 1 | 1 | 1
| 4554 | 1 | 1 | 1 | 1 | 1 | 0.235 | 0.274 | 0 | 0.23657 | 0 | 1 | 1 | 1 | 1 | 1 | 1
| 4555 | 1 | 1 | 1 | 1 | 1 | 0.015 | 0.373 | 0 | 0.23657 | 0 | 1 | 1 | 1 | 1 | 1 | 1
| 4556 | 1 | 1 | 1 | 1 | 1 | 0 | 0.479 | 0 | 0.23657 | 0 | 1 | 1 | 1 | 1 | 1 | 1
| 4557 | 1 | 1 | 1 | 1 | 1 | 0 | 0.498 | 0 | 0.23657 | 0 | 1 | 1 | 1 | 1 | 1 | 1
| 4558 | 1 | 1 | 1 | 1 | 1 | 0 | 0.437 | 0 | 0.23657 | 0 | 1 | 1 | 1 | 1 | 1 | 1
| 4559 | 1 | 1 | 1 | 1 | 1 | 0 | 0.348 | 0 | 0.23657 | 0 | 1 | 1 | 1 | 1 | 1 | 1
| 4560 | 1 | 1 | 1 | 1 | 1 | 0 | 0.258 | 0 | 0.23657 | 0 | 1 | 1 | 1 | 1 | 1 | 1
| 4561 | 1 | 1 | 1 | 1 | 1 | 0 | 0.195 | 0 | 0.23657 | 0 | 1 | 1 | 1 | 1 | 1 | 1
| 4562 | 1 | 1 | 1 | 1 | 1 | 0 | 0.144 | 0 | 0.23657 | 0 | 1 | 1 | 1 | 1 | 1 | 1
| 4563 | 1 | 1 | 1 | 1 | 1 | 0 | 0.075 | 0 | 0.23657 | 0 | 1 | 1 | 1 | 1 | 1 | 1
| 4564 | 1 | 1 | 1 | 1 | 1 | 0 | 0.022 | 0 | 0.23657 | 0 | 1 | 1 | 1 | 1 | 1 | 1
| 4565 | 1 | 1 | 1 | 1 | 1 | 0 | 0.004 | 0 | 0.23657 | 0 | 1 | 1 | 1 | 1 | 1 | 1
| 4566 | 1 | 1 | 1 | 1 | 1 | 0 | 0.001 | 0 | 0.23657 | 0 | 1 | 1 | 1 | 1 | 1 | 1
| 4567 | 1 | 1 | 1 | 1 | 1 | 0.003 | 0 | 0 | 0.23657 | 0 | 1 | 1 | 1 | 1 | 1 | 1
| 4568 | 1 | 1 | 1 | 1 | 1 | 0.165 | 0 | 0 | 0.23657 | 0 | 1 | 1 | 1 | 1 | 1 | 1
| 4569 | 1 | 1 | 1 | 1 | 1 | 0.406 | 0.013 | 0 | 0.23657 | 0 | 1 | 1 | 1 | 1 | 1 | 1
| 4570 | 1 | 1 | 1 | 1 | 1 | 0.595 | 0.026 | 0 | 0.23657 | 0 | 1 | 1 | 1 | 1 | 1 | 1
| 4571 | 1 | 1 | 1 | 1 | 1 | 0.694 | 0.031 | 0 | 0.23657 | 0 | 1 | 1 | 1 | 1 | 1 | 1
| 4572 | 1 | 1 | 1 | 1 | 1 | 0.731 | 0.039 | 0 | 0.23657 | 0 | 1 | 1 | 1 | 1 | 1 | 1
| 4573 | 1 | 1 | 1 | 1 | 1 | 0.731 | 0.05 | 0 | 0.23657 | 0 | 1 | 1 | 1 | 1 | 1 | 1
| 4574 | 1 | 1 | 1 | 1 | 1 | 0.69 | 0.063 | 0 | 0.23657 | 0 | 1 | 1 | 1 | 1 | 1 | 1
| 4575 | 1 | 1 | 1 | 1 | 1 | 0.618 | 0.082 | 0 | 0.23657 | 0 | 1 | 1 | 1 | 1 | 1 | 1
| 4576 | 1 | 1 | 1 | 1 | 1 | 0.517 | 0.102 | 0 | 0.23657 | 0 | 1 | 1 | 1 | 1 | 1 | 1
| 4577 | 1 | 1 | 1 | 1 | 1 | 0.362 | 0.118 | 0 | 0.23657 | 0 | 1 | 1 | 1 | 1 | 1 | 1
| 4578 | 1 | 1 | 1 | 1 | 1 | 0.179 | 0.136 | 0 | 0.23657 | 0 | 1 | 1 | 1 | 1 | 1 | 1
| 4579 | 1 | 1 | 1 | 1 | 1 | 0.006 | 0.201 | 0 | 0.23657 | 0 | 1 | 1 | 1 | 1 | 1 | 1
| 4580 | 1 | 1 | 1 | 1 | 1 | 0 | 0.301 | 0 | 0.23657 | 0 | 1 | 1 | 1 | 1 | 1 | 1
| 4581 | 1 | 1 | 1 | 1 | 1 | 0 | 0.348 | 0 | 0.23657 | 0 | 1 | 1 | 1 | 1 | 1 | 1
| 4582 | 1 | 1 | 1 | 1 | 1 | 0 | 0.352 | 0 | 0.23657 | 0 | 1 | 1 | 1 | 1 | 1 | 1
| 4583 | 1 | 1 | 1 | 1 | 1 | 0 | 0.311 | 0 | 0.23657 | 0 | 1 | 1 | 1 | 1 | 1 | 1
| 4584 | 1 | 1 | 1 | 1 | 1 | 0 | 0.222 | 0 | 0.23657 | 0 | 1 | 1 | 1 | 1 | 1 | 1
| 4585 | 1 | 1 | 1 | 1 | 1 | 0 | 0.167 | 0 | 0.23657 | 0 | 1 | 1 | 1 | 1 | 1 | 1
| 4586 | 1 | 1 | 1 | 1 | 1 | 0 | 0.112 | 0 | 0.23657 | 0 | 1 | 1 | 1 | 1 | 1 | 1
| 4587 | 1 | 1 | 1 | 1 | 1 | 0 | 0.088 | 0 | 0.23657 | 0 | 1 | 1 | 1 | 1 | 1 | 1
| 4588 | 1 | 1 | 1 | 1 | 1 | 0 | 0.096 | 0 | 0.23657 | 0 | 1 | 1 | 1 | 1 | 1 | 1
| 4589 | 1 | 1 | 1 | 1 | 1 | 0 | 0.11 | 0 | 0.23657 | 0 | 1 | 1 | 1 | 1 | 1 | 1
| 4590 | 1 | 1 | 1 | 1 | 1 | 0 | 0.121 | 0 | 0.23657 | 0 | 1 | 1 | 1 | 1 | 1 | 1
| 4591 | 1 | 1 | 1 | 1 | 1 | 0.001 | 0.114 | 0 | 0.23657 | 0 | 1 | 1 | 1 | 1 | 1 | 1
| 4592 | 1 | 1 | 1 | 1 | 1 | 0.108 | 0.128 | 0 | 0.23657 | 0 | 1 | 1 | 1 | 1 | 1 | 1
| 4593 | 1 | 1 | 1 | 1 | 1 | 0.339 | 0.162 | 0 | 0.23657 | 0 | 1 | 1 | 1 | 1 | 1 | 1
| 4594 | 1 | 1 | 1 | 1 | 1 | 0.55 | 0.195 | 0 | 0.23657 | 0 | 1 | 1 | 1 | 1 | 1 | 1
| 4595 | 1 | 1 | 1 | 1 | 1 | 0.673 | 0.235 | 0 | 0.23657 | 0 | 1 | 1 | 1 | 1 | 1 | 1
| 4596 | 1 | 1 | 1 | 1 | 1 | 0.741 | 0.308 | 0 | 0.23657 | 0 | 1 | 1 | 1 | 1 | 1 | 1
| 4597 | 1 | 1 | 1 | 1 | 1 | 0.75 | 0.374 | 0 | 0.23657 | 0 | 1 | 1 | 1 | 1 | 1 | 1
| 4598 | 1 | 1 | 1 | 1 | 1 | 0.741 | 0.395 | 0 | 0.23657 | 0 | 1 | 1 | 1 | 1 | 1 | 1
| 4599 | 1 | 1 | 1 | 1 | 1 | 0.673 | 0.388 | 0 | 0.23657 | 0 | 1 | 1 | 1 | 1 | 1 | 1
| 4600 | 1 | 1 | 1 | 1 | 1 | 0.57 | 0.379 | 0 | 0.23657 | 0 | 1 | 1 | 1 | 1 | 1 | 1
| 4601 | 1 | 1 | 1 | 1 | 1 | 0.415 | 0.388 | 0 | 0.23657 | 0 | 1 | 1 | 1 | 1 | 1 | 1
| 4602 | 1 | 1 | 1 | 1 | 1 | 0.184 | 0.402 | 0 | 0.23657 | 0 | 1 | 1 | 1 | 1 | 1 | 1
| 4603 | 1 | 1 | 1 | 1 | 1 | 0.005 | 0.441 | 0 | 0.23657 | 0 | 1 | 1 | 1 | 1 | 1 | 1
| 4604 | 1 | 1 | 1 | 1 | 1 | 0 | 0.475 | 0 | 0.23657 | 0 | 1 | 1 | 1 | 1 | 1 | 1
| 4605 | 1 | 1 | 1 | 1 | 1 | 0 | 0.469 | 0 | 0.23657 | 0 | 1 | 1 | 1 | 1 | 1 | 1
| 4606 | 1 | 1 | 1 | 1 | 1 | 0 | 0.464 | 0 | 0.23657 | 0 | 1 | 1 | 1 | 1 | 1 | 1
| 4607 | 1 | 1 | 1 | 1 | 1 | 0 | 0.415 | 0 | 0.23657 | 0 | 1 | 1 | 1 | 1 | 1 | 1
| 4608 | 1 | 1 | 1 | 1 | 1 | 0 | 0.303 | 0 | 0.23657 | 0 | 1 | 1 | 1 | 1 | 1 | 1
| 4609 | 1 | 1 | 1 | 1 | 1 | 0 | 0.195 | 0 | 0.23657 | 0 | 1 | 1 | 1 | 1 | 1 | 1
| 4610 | 1 | 1 | 1 | 1 | 1 | 0 | 0.104 | 0 | 0.23657 | 0 | 1 | 1 | 1 | 1 | 1 | 1
| 4611 | 1 | 1 | 1 | 1 | 1 | 0 | 0.054 | 0 | 0.23657 | 0 | 1 | 1 | 1 | 1 | 1 | 1
| 4612 | 1 | 1 | 1 | 1 | 1 | 0 | 0.031 | 0 | 0.23657 | 0 | 1 | 1 | 1 | 1 | 1 | 1
| 4613 | 1 | 1 | 1 | 1 | 1 | 0 | 0.02 | 0 | 0.23657 | 0 | 1 | 1 | 1 | 1 | 1 | 1
| 4614 | 1 | 1 | 1 | 1 | 1 | 0 | 0.015 | 0 | 0.23657 | 0 | 1 | 1 | 1 | 1 | 1 | 1
| 4615 | 1 | 1 | 1 | 1 | 1 | 0.003 | 0.019 | 0 | 0.23657 | 0 | 1 | 1 | 1 | 1 | 1 | 1
| 4616 | 1 | 1 | 1 | 1 | 1 | 0.159 | 0.015 | 0 | 0.23657 | 0 | 1 | 1 | 1 | 1 | 1 | 1
| 4617 | 1 | 1 | 1 | 1 | 1 | 0.417 | 0.025 | 0 | 0.23657 | 0 | 1 | 1 | 1 | 1 | 1 | 1
| 4618 | 1 | 1 | 1 | 1 | 1 | 0.603 | 0.055 | 0 | 0.23657 | 0 | 1 | 1 | 1 | 1 | 1 | 1
| 4619 | 1 | 1 | 1 | 1 | 1 | 0.701 | 0.081 | 0 | 0.23657 | 0 | 1 | 1 | 1 | 1 | 1 | 1
| 4620 | 1 | 1 | 1 | 1 | 1 | 0.757 | 0.1 | 0 | 0.23657 | 0 | 1 | 1 | 1 | 1 | 1 | 1
| 4621 | 1 | 1 | 1 | 1 | 1 | 0.771 | 0.113 | 0 | 0.23657 | 0 | 1 | 1 | 1 | 1 | 1 | 1
| 4622 | 1 | 1 | 1 | 1 | 1 | 0.748 | 0.119 | 0 | 0.23657 | 0 | 1 | 1 | 1 | 1 | 1 | 1
| 4623 | 1 | 1 | 1 | 1 | 1 | 0.687 | 0.127 | 0 | 0.23657 | 0 | 1 | 1 | 1 | 1 | 1 | 1
| 4624 | 1 | 1 | 1 | 1 | 1 | 0.556 | 0.152 | 0 | 0.23657 | 0 | 1 | 1 | 1 | 1 | 1 | 1
| 4625 | 1 | 1 | 1 | 1 | 1 | 0.288 | 0.205 | 0 | 0.23657 | 0 | 1 | 1 | 1 | 1 | 1 | 1
| 4626 | 1 | 1 | 1 | 1 | 1 | 0.113 | 0.288 | 0 | 0.23657 | 0 | 1 | 1 | 1 | 1 | 1 | 1
| 4627 | 1 | 1 | 1 | 1 | 1 | 0.003 | 0.391 | 0 | 0.23657 | 0 | 1 | 1 | 1 | 1 | 1 | 1
| 4628 | 1 | 1 | 1 | 1 | 1 | 0 | 0.467 | 0 | 0.23657 | 0 | 1 | 1 | 1 | 1 | 1 | 1
| 4629 | 1 | 1 | 1 | 1 | 1 | 0 | 0.489 | 0 | 0.23657 | 0 | 1 | 1 | 1 | 1 | 1 | 1
| 4630 | 1 | 1 | 1 | 1 | 1 | 0 | 0.472 | 0 | 0.23657 | 0 | 1 | 1 | 1 | 1 | 1 | 1
| 4631 | 1 | 1 | 1 | 1 | 1 | 0 | 0.454 | 0 | 0.23657 | 0 | 1 | 1 | 1 | 1 | 1 | 1
| 4632 | 1 | 1 | 1 | 1 | 1 | 0 | 0.428 | 0 | 0.23657 | 0 | 1 | 1 | 1 | 1 | 1 | 1
| 4633 | 1 | 1 | 1 | 1 | 1 | 0 | 0.328 | 0 | 0.23657 | 0 | 1 | 1 | 1 | 1 | 1 | 1
| 4634 | 1 | 1 | 1 | 1 | 1 | 0 | 0.233 | 0 | 0.23657 | 0 | 1 | 1 | 1 | 1 | 1 | 1
| 4635 | 1 | 1 | 1 | 1 | 1 | 0 | 0.141 | 0 | 0.23657 | 0 | 1 | 1 | 1 | 1 | 1 | 1
| 4636 | 1 | 1 | 1 | 1 | 1 | 0 | 0.089 | 0 | 0.23657 | 0 | 1 | 1 | 1 | 1 | 1 | 1
| 4637 | 1 | 1 | 1 | 1 | 1 | 0 | 0.07 | 0 | 0.23657 | 0 | 1 | 1 | 1 | 1 | 1 | 1
| 4638 | 1 | 1 | 1 | 1 | 1 | 0 | 0.051 | 0 | 0.23657 | 0 | 1 | 1 | 1 | 1 | 1 | 1
| 4639 | 1 | 1 | 1 | 1 | 1 | 0.002 | 0.05 | 0 | 0.23657 | 0 | 1 | 1 | 1 | 1 | 1 | 1
| 4640 | 1 | 1 | 1 | 1 | 1 | 0.156 | 0.053 | 0 | 0.23657 | 0 | 1 | 1 | 1 | 1 | 1 | 1
| 4641 | 1 | 1 | 1 | 1 | 1 | 0.446 | 0.089 | 0 | 0.23657 | 0 | 1 | 1 | 1 | 1 | 1 | 1
| 4642 | 1 | 1 | 1 | 1 | 1 | 0.586 | 0.102 | 0 | 0.23657 | 0 | 1 | 1 | 1 | 1 | 1 | 1
| 4643 | 1 | 1 | 1 | 1 | 1 | 0.665 | 0.12 | 0 | 0.23657 | 0 | 1 | 1 | 1 | 1 | 1 | 1
| 4644 | 1 | 1 | 1 | 1 | 1 | 0.652 | 0.16 | 0 | 0.23657 | 0 | 1 | 1 | 1 | 1 | 1 | 1
| 4645 | 1 | 1 | 1 | 1 | 1 | 0.575 | 0.181 | 0 | 0.23657 | 0 | 1 | 1 | 1 | 1 | 1 | 1
| 4646 | 1 | 1 | 1 | 1 | 1 | 0.51 | 0.182 | 0 | 0.23657 | 0 | 1 | 1 | 1 | 1 | 1 | 1
| 4647 | 1 | 1 | 1 | 1 | 1 | 0.463 | 0.15 | 0 | 0.23657 | 0 | 1 | 1 | 1 | 1 | 1 | 1
| 4648 | 1 | 1 | 1 | 1 | 1 | 0.387 | 0.137 | 0 | 0.23657 | 0 | 1 | 1 | 1 | 1 | 1 | 1
| 4649 | 1 | 1 | 1 | 1 | 1 | 0.27 | 0.137 | 0 | 0.23657 | 0 | 1 | 1 | 1 | 1 | 1 | 1
| 4650 | 1 | 1 | 1 | 1 | 1 | 0.117 | 0.141 | 0 | 0.23657 | 0 | 1 | 1 | 1 | 1 | 1 | 1
| 4651 | 1 | 1 | 1 | 1 | 1 | 0.006 | 0.198 | 0 | 0.23657 | 0 | 1 | 1 | 1 | 1 | 1 | 1
| 4652 | 1 | 1 | 1 | 1 | 1 | 0 | 0.311 | 0 | 0.23657 | 0 | 1 | 1 | 1 | 1 | 1 | 1
| 4653 | 1 | 1 | 1 | 1 | 1 | 0 | 0.388 | 0 | 0.23657 | 0 | 1 | 1 | 1 | 1 | 1 | 1
| 4654 | 1 | 1 | 1 | 1 | 1 | 0 | 0.432 | 0 | 0.23657 | 0 | 1 | 1 | 1 | 1 | 1 | 1
| 4655 | 1 | 1 | 1 | 1 | 1 | 0 | 0.446 | 0 | 0.23657 | 0 | 1 | 1 | 1 | 1 | 1 | 1
| 4656 | 1 | 1 | 1 | 1 | 1 | 0 | 0.409 | 0 | 0.23657 | 0 | 1 | 1 | 1 | 1 | 1 | 1
| 4657 | 1 | 1 | 1 | 1 | 1 | 0 | 0.328 | 0 | 0.23657 | 0 | 1 | 1 | 1 | 1 | 1 | 1
| 4658 | 1 | 1 | 1 | 1 | 1 | 0 | 0.161 | 0 | 0.23657 | 0 | 1 | 1 | 1 | 1 | 1 | 1
| 4659 | 1 | 1 | 1 | 1 | 1 | 0 | 0.078 | 0 | 0.23657 | 0 | 1 | 1 | 1 | 1 | 1 | 1
| 4660 | 1 | 1 | 1 | 1 | 1 | 0 | 0.053 | 0 | 0.23657 | 0 | 1 | 1 | 1 | 1 | 1 | 1
| 4661 | 1 | 1 | 1 | 1 | 1 | 0 | 0.028 | 0 | 0.23657 | 0 | 1 | 1 | 1 | 1 | 1 | 1
| 4662 | 1 | 1 | 1 | 1 | 1 | 0 | 0.012 | 0 | 0.23657 | 0 | 1 | 1 | 1 | 1 | 1 | 1
| 4663 | 1 | 1 | 1 | 1 | 1 | 0.002 | 0.007 | 0 | 0.23657 | 0 | 1 | 1 | 1 | 1 | 1 | 1
| 4664 | 1 | 1 | 1 | 1 | 1 | 0.143 | 0.007 | 0 | 0.23657 | 0 | 1 | 1 | 1 | 1 | 1 | 1
| 4665 | 1 | 1 | 1 | 1 | 1 | 0.424 | 0.027 | 0 | 0.23657 | 0 | 1 | 1 | 1 | 1 | 1 | 1
| 4666 | 1 | 1 | 1 | 1 | 1 | 0.558 | 0.054 | 0 | 0.23657 | 0 | 1 | 1 | 1 | 1 | 1 | 1
| 4667 | 1 | 1 | 1 | 1 | 1 | 0.64 | 0.073 | 0 | 0.23657 | 0 | 1 | 1 | 1 | 1 | 1 | 1
| 4668 | 1 | 1 | 1 | 1 | 1 | 0.689 | 0.09 | 0 | 0.23657 | 0 | 1 | 1 | 1 | 1 | 1 | 1
| 4669 | 1 | 1 | 1 | 1 | 1 | 0.694 | 0.111 | 0 | 0.23657 | 0 | 1 | 1 | 1 | 1 | 1 | 1
| 4670 | 1 | 1 | 1 | 1 | 1 | 0.66 | 0.141 | 0 | 0.23657 | 0 | 1 | 1 | 1 | 1 | 1 | 1
| 4671 | 1 | 1 | 1 | 1 | 1 | 0.578 | 0.182 | 0 | 0.23657 | 0 | 1 | 1 | 1 | 1 | 1 | 1
| 4672 | 1 | 1 | 1 | 1 | 1 | 0.502 | 0.233 | 0 | 0.23657 | 0 | 1 | 1 | 1 | 1 | 1 | 1
| 4673 | 1 | 1 | 1 | 1 | 1 | 0.349 | 0.302 | 0 | 0.23657 | 0 | 1 | 1 | 1 | 1 | 1 | 1
| 4674 | 1 | 1 | 1 | 1 | 1 | 0.178 | 0.385 | 0 | 0.23657 | 0 | 1 | 1 | 1 | 1 | 1 | 1
| 4675 | 1 | 1 | 1 | 1 | 1 | 0.005 | 0.438 | 0 | 0.23657 | 0 | 1 | 1 | 1 | 1 | 1 | 1
| 4676 | 1 | 1 | 1 | 1 | 1 | 0 | 0.473 | 0 | 0.23657 | 0 | 1 | 1 | 1 | 1 | 1 | 1
| 4677 | 1 | 1 | 1 | 1 | 1 | 0 | 0.488 | 0 | 0.23657 | 0 | 1 | 1 | 1 | 1 | 1 | 1
| 4678 | 1 | 1 | 1 | 1 | 1 | 0 | 0.42 | 0 | 0.23657 | 0 | 1 | 1 | 1 | 1 | 1 | 1
| 4679 | 1 | 1 | 1 | 1 | 1 | 0 | 0.422 | 0 | 0.23657 | 0 | 1 | 1 | 1 | 1 | 1 | 1
| 4680 | 1 | 1 | 1 | 1 | 1 | 0 | 0.438 | 0 | 0.23657 | 0 | 1 | 1 | 1 | 1 | 1 | 1
| 4681 | 1 | 1 | 1 | 1 | 1 | 0 | 0.422 | 0 | 0.23657 | 0 | 1 | 1 | 1 | 1 | 1 | 1
| 4682 | 1 | 1 | 1 | 1 | 1 | 0 | 0.362 | 0 | 0.23657 | 0 | 1 | 1 | 1 | 1 | 1 | 1
| 4683 | 1 | 1 | 1 | 1 | 1 | 0 | 0.27 | 0 | 0.23657 | 0 | 1 | 1 | 1 | 1 | 1 | 1
| 4684 | 1 | 1 | 1 | 1 | 1 | 0 | 0.259 | 0 | 0.23657 | 0 | 1 | 1 | 1 | 1 | 1 | 1
| 4685 | 1 | 1 | 1 | 1 | 1 | 0 | 0.242 | 0 | 0.23657 | 0 | 1 | 1 | 1 | 1 | 1 | 1
| 4686 | 1 | 1 | 1 | 1 | 1 | 0 | 0.264 | 0 | 0.23657 | 0 | 1 | 1 | 1 | 1 | 1 | 1
| 4687 | 1 | 1 | 1 | 1 | 1 | 0.002 | 0.219 | 0 | 0.23657 | 0 | 1 | 1 | 1 | 1 | 1 | 1
| 4688 | 1 | 1 | 1 | 1 | 1 | 0.15 | 0.212 | 0 | 0.23657 | 0 | 1 | 1 | 1 | 1 | 1 | 1
| 4689 | 1 | 1 | 1 | 1 | 1 | 0.45 | 0.208 | 0 | 0.23657 | 0 | 1 | 1 | 1 | 1 | 1 | 1
| 4690 | 1 | 1 | 1 | 1 | 1 | 0.595 | 0.185 | 0 | 0.23657 | 0 | 1 | 1 | 1 | 1 | 1 | 1
| 4691 | 1 | 1 | 1 | 1 | 1 | 0.707 | 0.144 | 0 | 0.23657 | 0 | 1 | 1 | 1 | 1 | 1 | 1
| 4692 | 1 | 1 | 1 | 1 | 1 | 0.742 | 0.106 | 0 | 0.23657 | 0 | 1 | 1 | 1 | 1 | 1 | 1
| 4693 | 1 | 1 | 1 | 1 | 1 | 0.735 | 0.106 | 0 | 0.23657 | 0 | 1 | 1 | 1 | 1 | 1 | 1
| 4694 | 1 | 1 | 1 | 1 | 1 | 0.668 | 0.128 | 0 | 0.23657 | 0 | 1 | 1 | 1 | 1 | 1 | 1
| 4695 | 1 | 1 | 1 | 1 | 1 | 0.596 | 0.152 | 0 | 0.23657 | 0 | 1 | 1 | 1 | 1 | 1 | 1
| 4696 | 1 | 1 | 1 | 1 | 1 | 0.516 | 0.171 | 0 | 0.23657 | 0 | 1 | 1 | 1 | 1 | 1 | 1
| 4697 | 1 | 1 | 1 | 1 | 1 | 0.361 | 0.208 | 0 | 0.23657 | 0 | 1 | 1 | 1 | 1 | 1 | 1
| 4698 | 1 | 1 | 1 | 1 | 1 | 0.127 | 0.312 | 0 | 0.23657 | 0 | 1 | 1 | 1 | 1 | 1 | 1
| 4699 | 1 | 1 | 1 | 1 | 1 | 0.004 | 0.474 | 0 | 0.23657 | 0 | 1 | 1 | 1 | 1 | 1 | 1
| 4700 | 1 | 1 | 1 | 1 | 1 | 0 | 0.538 | 0 | 0.23657 | 0 | 1 | 1 | 1 | 1 | 1 | 1
| 4701 | 1 | 1 | 1 | 1 | 1 | 0 | 0.513 | 0 | 0.23657 | 0 | 1 | 1 | 1 | 1 | 1 | 1
| 4702 | 1 | 1 | 1 | 1 | 1 | 0 | 0.504 | 0 | 0.23657 | 0 | 1 | 1 | 1 | 1 | 1 | 1
| 4703 | 1 | 1 | 1 | 1 | 1 | 0 | 0.534 | 0 | 0.23657 | 0 | 1 | 1 | 1 | 1 | 1 | 1
| 4704 | 1 | 1 | 1 | 1 | 1 | 0 | 0.45 | 0 | 0.23657 | 0 | 1 | 1 | 1 | 1 | 1 | 1
| 4705 | 1 | 1 | 1 | 1 | 1 | 0 | 0.334 | 0 | 0.23657 | 0 | 1 | 1 | 1 | 1 | 1 | 1
| 4706 | 1 | 1 | 1 | 1 | 1 | 0 | 0.227 | 0 | 0.23657 | 0 | 1 | 1 | 1 | 1 | 1 | 1
| 4707 | 1 | 1 | 1 | 1 | 1 | 0 | 0.134 | 0 | 0.23657 | 0 | 1 | 1 | 1 | 1 | 1 | 1
| 4708 | 1 | 1 | 1 | 1 | 1 | 0 | 0.072 | 0 | 0.23657 | 0 | 1 | 1 | 1 | 1 | 1 | 1
| 4709 | 1 | 1 | 1 | 1 | 1 | 0 | 0.07 | 0 | 0.23657 | 0 | 1 | 1 | 1 | 1 | 1 | 1
| 4710 | 1 | 1 | 1 | 1 | 1 | 0 | 0.087 | 0 | 0.23657 | 0 | 1 | 1 | 1 | 1 | 1 | 1
| 4711 | 1 | 1 | 1 | 1 | 1 | 0.001 | 0.103 | 0 | 0.23657 | 0 | 1 | 1 | 1 | 1 | 1 | 1
| 4712 | 1 | 1 | 1 | 1 | 1 | 0.122 | 0.16 | 0 | 0.23657 | 0 | 1 | 1 | 1 | 1 | 1 | 1
| 4713 | 1 | 1 | 1 | 1 | 1 | 0.354 | 0.182 | 0 | 0.23657 | 0 | 1 | 1 | 1 | 1 | 1 | 1
| 4714 | 1 | 1 | 1 | 1 | 1 | 0.567 | 0.167 | 0 | 0.23657 | 0 | 1 | 1 | 1 | 1 | 1 | 1
| 4715 | 1 | 1 | 1 | 1 | 1 | 0.666 | 0.147 | 0 | 0.23657 | 0 | 1 | 1 | 1 | 1 | 1 | 1
| 4716 | 1 | 1 | 1 | 1 | 1 | 0.697 | 0.134 | 0 | 0.23657 | 0 | 1 | 1 | 1 | 1 | 1 | 1
| 4717 | 1 | 1 | 1 | 1 | 1 | 0.688 | 0.112 | 0 | 0.23657 | 0 | 1 | 1 | 1 | 1 | 1 | 1
| 4718 | 1 | 1 | 1 | 1 | 1 | 0.671 | 0.089 | 0 | 0.23657 | 0 | 1 | 1 | 1 | 1 | 1 | 1
| 4719 | 1 | 1 | 1 | 1 | 1 | 0.597 | 0.08 | 0 | 0.23657 | 0 | 1 | 1 | 1 | 1 | 1 | 1
| 4720 | 1 | 1 | 1 | 1 | 1 | 0.462 | 0.093 | 0 | 0.23657 | 0 | 1 | 1 | 1 | 1 | 1 | 1
| 4721 | 1 | 1 | 1 | 1 | 1 | 0.266 | 0.125 | 0 | 0.23657 | 0 | 1 | 1 | 1 | 1 | 1 | 1
| 4722 | 1 | 1 | 1 | 1 | 1 | 0.106 | 0.182 | 0 | 0.23657 | 0 | 1 | 1 | 1 | 1 | 1 | 1
| 4723 | 1 | 1 | 1 | 1 | 1 | 0.004 | 0.274 | 0 | 0.23657 | 0 | 1 | 1 | 1 | 1 | 1 | 1
| 4724 | 1 | 1 | 1 | 1 | 1 | 0 | 0.399 | 0 | 0.23657 | 0 | 1 | 1 | 1 | 1 | 1 | 1
| 4725 | 1 | 1 | 1 | 1 | 1 | 0 | 0.475 | 0 | 0.23657 | 0 | 1 | 1 | 1 | 1 | 1 | 1
| 4726 | 1 | 1 | 1 | 1 | 1 | 0 | 0.481 | 0 | 0.23657 | 0 | 1 | 1 | 1 | 1 | 1 | 1
| 4727 | 1 | 1 | 1 | 1 | 1 | 0 | 0.433 | 0 | 0.23657 | 0 | 1 | 1 | 1 | 1 | 1 | 1
| 4728 | 1 | 1 | 1 | 1 | 1 | 0 | 0.287 | 0 | 0.23657 | 0 | 1 | 1 | 1 | 1 | 1 | 1
| 4729 | 1 | 1 | 1 | 1 | 1 | 0 | 0.192 | 0 | 0.23657 | 0 | 1 | 1 | 1 | 1 | 1 | 1
| 4730 | 1 | 1 | 1 | 1 | 1 | 0 | 0.199 | 0 | 0.23657 | 0 | 1 | 1 | 1 | 1 | 1 | 1
| 4731 | 1 | 1 | 1 | 1 | 1 | 0 | 0.185 | 0 | 0.23657 | 0 | 1 | 1 | 1 | 1 | 1 | 1
| 4732 | 1 | 1 | 1 | 1 | 1 | 0 | 0.183 | 0 | 0.23657 | 0 | 1 | 1 | 1 | 1 | 1 | 1
| 4733 | 1 | 1 | 1 | 1 | 1 | 0 | 0.16 | 0 | 0.23657 | 0 | 1 | 1 | 1 | 1 | 1 | 1
| 4734 | 1 | 1 | 1 | 1 | 1 | 0 | 0.153 | 0 | 0.23657 | 0 | 1 | 1 | 1 | 1 | 1 | 1
| 4735 | 1 | 1 | 1 | 1 | 1 | 0.001 | 0.137 | 0 | 0.23657 | 0 | 1 | 1 | 1 | 1 | 1 | 1
| 4736 | 1 | 1 | 1 | 1 | 1 | 0.132 | 0.207 | 0 | 0.23657 | 0 | 1 | 1 | 1 | 1 | 1 | 1
| 4737 | 1 | 1 | 1 | 1 | 1 | 0.403 | 0.22 | 0 | 0.23657 | 0 | 1 | 1 | 1 | 1 | 1 | 1
| 4738 | 1 | 1 | 1 | 1 | 1 | 0.593 | 0.167 | 0 | 0.23657 | 0 | 1 | 1 | 1 | 1 | 1 | 1
| 4739 | 1 | 1 | 1 | 1 | 1 | 0.692 | 0.137 | 0 | 0.23657 | 0 | 1 | 1 | 1 | 1 | 1 | 1
| 4740 | 1 | 1 | 1 | 1 | 1 | 0.743 | 0.138 | 0 | 0.23657 | 0 | 1 | 1 | 1 | 1 | 1 | 1
| 4741 | 1 | 1 | 1 | 1 | 1 | 0.756 | 0.144 | 0 | 0.23657 | 0 | 1 | 1 | 1 | 1 | 1 | 1
| 4742 | 1 | 1 | 1 | 1 | 1 | 0.71 | 0.149 | 0 | 0.23657 | 0 | 1 | 1 | 1 | 1 | 1 | 1
| 4743 | 1 | 1 | 1 | 1 | 1 | 0.62 | 0.155 | 0 | 0.23657 | 0 | 1 | 1 | 1 | 1 | 1 | 1
| 4744 | 1 | 1 | 1 | 1 | 1 | 0.491 | 0.162 | 0 | 0.23657 | 0 | 1 | 1 | 1 | 1 | 1 | 1
| 4745 | 1 | 1 | 1 | 1 | 1 | 0.275 | 0.202 | 0 | 0.23657 | 0 | 1 | 1 | 1 | 1 | 1 | 1
| 4746 | 1 | 1 | 1 | 1 | 1 | 0.117 | 0.278 | 0 | 0.23657 | 0 | 1 | 1 | 1 | 1 | 1 | 1
| 4747 | 1 | 1 | 1 | 1 | 1 | 0.005 | 0.386 | 0 | 0.23657 | 0 | 1 | 1 | 1 | 1 | 1 | 1
| 4748 | 1 | 1 | 1 | 1 | 1 | 0 | 0.48 | 0 | 0.23657 | 0 | 1 | 1 | 1 | 1 | 1 | 1
| 4749 | 1 | 1 | 1 | 1 | 1 | 0 | 0.534 | 0 | 0.23657 | 0 | 1 | 1 | 1 | 1 | 1 | 1
| 4750 | 1 | 1 | 1 | 1 | 1 | 0 | 0.488 | 0 | 0.23657 | 0 | 1 | 1 | 1 | 1 | 1 | 1
| 4751 | 1 | 1 | 1 | 1 | 1 | 0 | 0.383 | 0 | 0.23657 | 0 | 1 | 1 | 1 | 1 | 1 | 1
| 4752 | 1 | 1 | 1 | 1 | 1 | 0 | 0.291 | 0 | 0.23657 | 0 | 1 | 1 | 1 | 1 | 1 | 1
| 4753 | 1 | 1 | 1 | 1 | 1 | 0 | 0.271 | 0 | 0.23657 | 0 | 1 | 1 | 1 | 1 | 1 | 1
| 4754 | 1 | 1 | 1 | 1 | 1 | 0 | 0.274 | 0 | 0.23657 | 0 | 1 | 1 | 1 | 1 | 1 | 1
| 4755 | 1 | 1 | 1 | 1 | 1 | 0 | 0.27 | 0 | 0.23657 | 0 | 1 | 1 | 1 | 1 | 1 | 1
| 4756 | 1 | 1 | 1 | 1 | 1 | 0 | 0.252 | 0 | 0.23657 | 0 | 1 | 1 | 1 | 1 | 1 | 1
| 4757 | 1 | 1 | 1 | 1 | 1 | 0 | 0.201 | 0 | 0.23657 | 0 | 1 | 1 | 1 | 1 | 1 | 1
| 4758 | 1 | 1 | 1 | 1 | 1 | 0 | 0.155 | 0 | 0.23657 | 0 | 1 | 1 | 1 | 1 | 1 | 1
| 4759 | 1 | 1 | 1 | 1 | 1 | 0.002 | 0.141 | 0 | 0.23657 | 0 | 1 | 1 | 1 | 1 | 1 | 1
| 4760 | 1 | 1 | 1 | 1 | 1 | 0.127 | 0.158 | 0 | 0.23657 | 0 | 1 | 1 | 1 | 1 | 1 | 1
| 4761 | 1 | 1 | 1 | 1 | 1 | 0.358 | 0.159 | 0 | 0.23657 | 0 | 1 | 1 | 1 | 1 | 1 | 1
| 4762 | 1 | 1 | 1 | 1 | 1 | 0.56 | 0.133 | 0 | 0.23657 | 0 | 1 | 1 | 1 | 1 | 1 | 1
| 4763 | 1 | 1 | 1 | 1 | 1 | 0.696 | 0.113 | 0 | 0.23657 | 0 | 1 | 1 | 1 | 1 | 1 | 1
| 4764 | 1 | 1 | 1 | 1 | 1 | 0.749 | 0.118 | 0 | 0.23657 | 0 | 1 | 1 | 1 | 1 | 1 | 1
| 4765 | 1 | 1 | 1 | 1 | 1 | 0.764 | 0.118 | 0 | 0.23657 | 0 | 1 | 1 | 1 | 1 | 1 | 1
| 4766 | 1 | 1 | 1 | 1 | 1 | 0.741 | 0.119 | 0 | 0.23657 | 0 | 1 | 1 | 1 | 1 | 1 | 1
| 4767 | 1 | 1 | 1 | 1 | 1 | 0.674 | 0.126 | 0 | 0.23657 | 0 | 1 | 1 | 1 | 1 | 1 | 1
| 4768 | 1 | 1 | 1 | 1 | 1 | 0.524 | 0.143 | 0 | 0.23657 | 0 | 1 | 1 | 1 | 1 | 1 | 1
| 4769 | 1 | 1 | 1 | 1 | 1 | 0.331 | 0.19 | 0 | 0.23657 | 0 | 1 | 1 | 1 | 1 | 1 | 1
| 4770 | 1 | 1 | 1 | 1 | 1 | 0.126 | 0.283 | 0 | 0.23657 | 0 | 1 | 1 | 1 | 1 | 1 | 1
| 4771 | 1 | 1 | 1 | 1 | 1 | 0.005 | 0.412 | 0 | 0.23657 | 0 | 1 | 1 | 1 | 1 | 1 | 1
| 4772 | 1 | 1 | 1 | 1 | 1 | 0 | 0.505 | 0 | 0.23657 | 0 | 1 | 1 | 1 | 1 | 1 | 1
| 4773 | 1 | 1 | 1 | 1 | 1 | 0 | 0.538 | 0 | 0.23657 | 0 | 1 | 1 | 1 | 1 | 1 | 1
| 4774 | 1 | 1 | 1 | 1 | 1 | 0 | 0.535 | 0 | 0.23657 | 0 | 1 | 1 | 1 | 1 | 1 | 1
| 4775 | 1 | 1 | 1 | 1 | 1 | 0 | 0.484 | 0 | 0.23657 | 0 | 1 | 1 | 1 | 1 | 1 | 1
| 4776 | 1 | 1 | 1 | 1 | 1 | 0 | 0.425 | 0 | 0.23657 | 0 | 1 | 1 | 1 | 1 | 1 | 1
| 4777 | 1 | 1 | 1 | 1 | 1 | 0 | 0.315 | 0 | 0.23657 | 0 | 1 | 1 | 1 | 1 | 1 | 1
| 4778 | 1 | 1 | 1 | 1 | 1 | 0 | 0.16 | 0 | 0.23657 | 0 | 1 | 1 | 1 | 1 | 1 | 1
| 4779 | 1 | 1 | 1 | 1 | 1 | 0 | 0.099 | 0 | 0.23657 | 0 | 1 | 1 | 1 | 1 | 1 | 1
| 4780 | 1 | 1 | 1 | 1 | 1 | 0 | 0.104 | 0 | 0.23657 | 0 | 1 | 1 | 1 | 1 | 1 | 1
| 4781 | 1 | 1 | 1 | 1 | 1 | 0 | 0.133 | 0 | 0.23657 | 0 | 1 | 1 | 1 | 1 | 1 | 1
| 4782 | 1 | 1 | 1 | 1 | 1 | 0 | 0.144 | 0 | 0.23657 | 0 | 1 | 1 | 1 | 1 | 1 | 1
| 4783 | 1 | 1 | 1 | 1 | 1 | 0.003 | 0.157 | 0 | 0.23657 | 0 | 1 | 1 | 1 | 1 | 1 | 1
| 4784 | 1 | 1 | 1 | 1 | 1 | 0.146 | 0.186 | 0 | 0.23657 | 0 | 1 | 1 | 1 | 1 | 1 | 1
| 4785 | 1 | 1 | 1 | 1 | 1 | 0.423 | 0.186 | 0 | 0.23657 | 0 | 1 | 1 | 1 | 1 | 1 | 1
| 4786 | 1 | 1 | 1 | 1 | 1 | 0.592 | 0.162 | 0 | 0.23657 | 0 | 1 | 1 | 1 | 1 | 1 | 1
| 4787 | 1 | 1 | 1 | 1 | 1 | 0.686 | 0.146 | 0 | 0.23657 | 0 | 1 | 1 | 1 | 1 | 1 | 1
| 4788 | 1 | 1 | 1 | 1 | 1 | 0.729 | 0.131 | 0 | 0.23657 | 0 | 1 | 1 | 1 | 1 | 1 | 1
| 4789 | 1 | 1 | 1 | 1 | 1 | 0.706 | 0.112 | 0 | 0.23657 | 0 | 1 | 1 | 1 | 1 | 1 | 1
| 4790 | 1 | 1 | 1 | 1 | 1 | 0.626 | 0.087 | 0 | 0.23657 | 0 | 1 | 1 | 1 | 1 | 1 | 1
| 4791 | 1 | 1 | 1 | 1 | 1 | 0.456 | 0.068 | 0 | 0.23657 | 0 | 1 | 1 | 1 | 1 | 1 | 1
| 4792 | 1 | 1 | 1 | 1 | 1 | 0.296 | 0.049 | 0 | 0.23657 | 0 | 1 | 1 | 1 | 1 | 1 | 1
| 4793 | 1 | 1 | 1 | 1 | 1 | 0.24 | 0.037 | 0 | 0.23657 | 0 | 1 | 1 | 1 | 1 | 1 | 1
| 4794 | 1 | 1 | 1 | 1 | 1 | 0.117 | 0.046 | 0 | 0.23657 | 0 | 1 | 1 | 1 | 1 | 1 | 1
| 4795 | 1 | 1 | 1 | 1 | 1 | 0.005 | 0.101 | 0 | 0.23657 | 0 | 1 | 1 | 1 | 1 | 1 | 1
| 4796 | 1 | 1 | 1 | 1 | 1 | 0 | 0.192 | 0 | 0.23657 | 0 | 1 | 1 | 1 | 1 | 1 | 1
| 4797 | 1 | 1 | 1 | 1 | 1 | 0 | 0.246 | 0 | 0.23657 | 0 | 1 | 1 | 1 | 1 | 1 | 1
| 4798 | 1 | 1 | 1 | 1 | 1 | 0 | 0.251 | 0 | 0.23657 | 0 | 1 | 1 | 1 | 1 | 1 | 1
| 4799 | 1 | 1 | 1 | 1 | 1 | 0 | 0.231 | 0 | 0.23657 | 0 | 1 | 1 | 1 | 1 | 1 | 1
| 4800 | 1 | 1 | 1 | 1 | 1 | 0 | 0.176 | 0 | 0.23657 | 0 | 1 | 1 | 1 | 1 | 1 | 1
| 4801 | 1 | 1 | 1 | 1 | 1 | 0 | 0.133 | 0 | 0.23657 | 0 | 1 | 1 | 1 | 1 | 1 | 1
| 4802 | 1 | 1 | 1 | 1 | 1 | 0 | 0.101 | 0 | 0.23657 | 0 | 1 | 1 | 1 | 1 | 1 | 1
| 4803 | 1 | 1 | 1 | 1 | 1 | 0 | 0.073 | 0 | 0.23657 | 0 | 1 | 1 | 1 | 1 | 1 | 1
| 4804 | 1 | 1 | 1 | 1 | 1 | 0 | 0.057 | 0 | 0.23657 | 0 | 1 | 1 | 1 | 1 | 1 | 1
| 4805 | 1 | 1 | 1 | 1 | 1 | 0 | 0.044 | 0 | 0.23657 | 0 | 1 | 1 | 1 | 1 | 1 | 1
| 4806 | 1 | 1 | 1 | 1 | 1 | 0 | 0.038 | 0 | 0.23657 | 0 | 1 | 1 | 1 | 1 | 1 | 1
| 4807 | 1 | 1 | 1 | 1 | 1 | 0.001 | 0.032 | 0 | 0.23657 | 0 | 1 | 1 | 1 | 1 | 1 | 1
| 4808 | 1 | 1 | 1 | 1 | 1 | 0.098 | 0.022 | 0 | 0.23657 | 0 | 1 | 1 | 1 | 1 | 1 | 1
| 4809 | 1 | 1 | 1 | 1 | 1 | 0.224 | 0.01 | 0 | 0.23657 | 0 | 1 | 1 | 1 | 1 | 1 | 1
| 4810 | 1 | 1 | 1 | 1 | 1 | 0.323 | 0.001 | 0 | 0.23657 | 0 | 1 | 1 | 1 | 1 | 1 | 1
| 4811 | 1 | 1 | 1 | 1 | 1 | 0.416 | 0 | 0 | 0.23657 | 0 | 1 | 1 | 1 | 1 | 1 | 1
| 4812 | 1 | 1 | 1 | 1 | 1 | 0.471 | 0 | 0 | 0.23657 | 0 | 1 | 1 | 1 | 1 | 1 | 1
| 4813 | 1 | 1 | 1 | 1 | 1 | 0.488 | 0.001 | 0 | 0.23657 | 0 | 1 | 1 | 1 | 1 | 1 | 1
| 4814 | 1 | 1 | 1 | 1 | 1 | 0.544 | 0 | 0 | 0.23657 | 0 | 1 | 1 | 1 | 1 | 1 | 1
| 4815 | 1 | 1 | 1 | 1 | 1 | 0.536 | 0.002 | 0 | 0.23657 | 0 | 1 | 1 | 1 | 1 | 1 | 1
| 4816 | 1 | 1 | 1 | 1 | 1 | 0.311 | 0.013 | 0 | 0.23657 | 0 | 1 | 1 | 1 | 1 | 1 | 1
| 4817 | 1 | 1 | 1 | 1 | 1 | 0.202 | 0.029 | 0 | 0.23657 | 0 | 1 | 1 | 1 | 1 | 1 | 1
| 4818 | 1 | 1 | 1 | 1 | 1 | 0.08 | 0.049 | 0 | 0.23657 | 0 | 1 | 1 | 1 | 1 | 1 | 1
| 4819 | 1 | 1 | 1 | 1 | 1 | 0.002 | 0.059 | 0 | 0.23657 | 0 | 1 | 1 | 1 | 1 | 1 | 1
| 4820 | 1 | 1 | 1 | 1 | 1 | 0 | 0.043 | 0 | 0.23657 | 0 | 1 | 1 | 1 | 1 | 1 | 1
| 4821 | 1 | 1 | 1 | 1 | 1 | 0 | 0.026 | 0 | 0.23657 | 0 | 1 | 1 | 1 | 1 | 1 | 1
| 4822 | 1 | 1 | 1 | 1 | 1 | 0 | 0.019 | 0 | 0.23657 | 0 | 1 | 1 | 1 | 1 | 1 | 1
| 4823 | 1 | 1 | 1 | 1 | 1 | 0 | 0.027 | 0 | 0.23657 | 0 | 1 | 1 | 1 | 1 | 1 | 1
| 4824 | 1 | 1 | 1 | 1 | 1 | 0 | 0.063 | 0 | 0.23657 | 0 | 1 | 1 | 1 | 1 | 1 | 1
| 4825 | 1 | 1 | 1 | 1 | 1 | 0 | 0.074 | 0 | 0.23657 | 0 | 1 | 1 | 1 | 1 | 1 | 1
| 4826 | 1 | 1 | 1 | 1 | 1 | 0 | 0.045 | 0 | 0.23657 | 0 | 1 | 1 | 1 | 1 | 1 | 1
| 4827 | 1 | 1 | 1 | 1 | 1 | 0 | 0.013 | 0 | 0.23657 | 0 | 1 | 1 | 1 | 1 | 1 | 1
| 4828 | 1 | 1 | 1 | 1 | 1 | 0 | 0.001 | 0 | 0.23657 | 0 | 1 | 1 | 1 | 1 | 1 | 1
| 4829 | 1 | 1 | 1 | 1 | 1 | 0 | 0 | 0 | 0.23657 | 0 | 1 | 1 | 1 | 1 | 1 | 1
| 4830 | 1 | 1 | 1 | 1 | 1 | 0 | 0 | 0 | 0.23657 | 0 | 1 | 1 | 1 | 1 | 1 | 1
| 4831 | 1 | 1 | 1 | 1 | 1 | 0.002 | 0.001 | 0 | 0.23657 | 0 | 1 | 1 | 1 | 1 | 1 | 1
| 4832 | 1 | 1 | 1 | 1 | 1 | 0.107 | 0.003 | 0 | 0.23657 | 0 | 1 | 1 | 1 | 1 | 1 | 1
| 4833 | 1 | 1 | 1 | 1 | 1 | 0.207 | 0.019 | 0 | 0.23657 | 0 | 1 | 1 | 1 | 1 | 1 | 1
| 4834 | 1 | 1 | 1 | 1 | 1 | 0.289 | 0.035 | 0 | 0.23657 | 0 | 1 | 1 | 1 | 1 | 1 | 1
| 4835 | 1 | 1 | 1 | 1 | 1 | 0.353 | 0.042 | 0 | 0.23657 | 0 | 1 | 1 | 1 | 1 | 1 | 1
| 4836 | 1 | 1 | 1 | 1 | 1 | 0.409 | 0.053 | 0 | 0.23657 | 0 | 1 | 1 | 1 | 1 | 1 | 1
| 4837 | 1 | 1 | 1 | 1 | 1 | 0.423 | 0.069 | 0 | 0.23657 | 0 | 1 | 1 | 1 | 1 | 1 | 1
| 4838 | 1 | 1 | 1 | 1 | 1 | 0.456 | 0.079 | 0 | 0.23657 | 0 | 1 | 1 | 1 | 1 | 1 | 1
| 4839 | 1 | 1 | 1 | 1 | 1 | 0.322 | 0.088 | 0 | 0.23657 | 0 | 1 | 1 | 1 | 1 | 1 | 1
| 4840 | 1 | 1 | 1 | 1 | 1 | 0.248 | 0.09 | 0 | 0.23657 | 0 | 1 | 1 | 1 | 1 | 1 | 1
| 4841 | 1 | 1 | 1 | 1 | 1 | 0.178 | 0.077 | 0 | 0.23657 | 0 | 1 | 1 | 1 | 1 | 1 | 1
| 4842 | 1 | 1 | 1 | 1 | 1 | 0.06 | 0.058 | 0 | 0.23657 | 0 | 1 | 1 | 1 | 1 | 1 | 1
| 4843 | 1 | 1 | 1 | 1 | 1 | 0.001 | 0.038 | 0 | 0.23657 | 0 | 1 | 1 | 1 | 1 | 1 | 1
| 4844 | 1 | 1 | 1 | 1 | 1 | 0 | 0.033 | 0 | 0.23657 | 0 | 1 | 1 | 1 | 1 | 1 | 1
| 4845 | 1 | 1 | 1 | 1 | 1 | 0 | 0.042 | 0 | 0.23657 | 0 | 1 | 1 | 1 | 1 | 1 | 1
| 4846 | 1 | 1 | 1 | 1 | 1 | 0 | 0.061 | 0 | 0.23657 | 0 | 1 | 1 | 1 | 1 | 1 | 1
| 4847 | 1 | 1 | 1 | 1 | 1 | 0 | 0.101 | 0 | 0.23657 | 0 | 1 | 1 | 1 | 1 | 1 | 1
| 4848 | 1 | 1 | 1 | 1 | 1 | 0 | 0.133 | 0 | 0.23657 | 0 | 1 | 1 | 1 | 1 | 1 | 1
| 4849 | 1 | 1 | 1 | 1 | 1 | 0 | 0.135 | 0 | 0.23657 | 0 | 1 | 1 | 1 | 1 | 1 | 1
| 4850 | 1 | 1 | 1 | 1 | 1 | 0 | 0.067 | 0 | 0.23657 | 0 | 1 | 1 | 1 | 1 | 1 | 1
| 4851 | 1 | 1 | 1 | 1 | 1 | 0 | 0.015 | 0 | 0.23657 | 0 | 1 | 1 | 1 | 1 | 1 | 1
| 4852 | 1 | 1 | 1 | 1 | 1 | 0 | 0.007 | 0 | 0.23657 | 0 | 1 | 1 | 1 | 1 | 1 | 1
| 4853 | 1 | 1 | 1 | 1 | 1 | 0 | 0.018 | 0 | 0.23657 | 0 | 1 | 1 | 1 | 1 | 1 | 1
| 4854 | 1 | 1 | 1 | 1 | 1 | 0 | 0.037 | 0 | 0.23657 | 0 | 1 | 1 | 1 | 1 | 1 | 1
| 4855 | 1 | 1 | 1 | 1 | 1 | 0 | 0.073 | 0 | 0.23657 | 0 | 1 | 1 | 1 | 1 | 1 | 1
| 4856 | 1 | 1 | 1 | 1 | 1 | 0.094 | 0.112 | 0 | 0.23657 | 0 | 1 | 1 | 1 | 1 | 1 | 1
| 4857 | 1 | 1 | 1 | 1 | 1 | 0.264 | 0.186 | 0 | 0.23657 | 0 | 1 | 1 | 1 | 1 | 1 | 1
| 4858 | 1 | 1 | 1 | 1 | 1 | 0.456 | 0.235 | 0 | 0.23657 | 0 | 1 | 1 | 1 | 1 | 1 | 1
| 4859 | 1 | 1 | 1 | 1 | 1 | 0.572 | 0.265 | 0 | 0.23657 | 0 | 1 | 1 | 1 | 1 | 1 | 1
| 4860 | 1 | 1 | 1 | 1 | 1 | 0.657 | 0.275 | 0 | 0.23657 | 0 | 1 | 1 | 1 | 1 | 1 | 1
| 4861 | 1 | 1 | 1 | 1 | 1 | 0.694 | 0.258 | 0 | 0.23657 | 0 | 1 | 1 | 1 | 1 | 1 | 1
| 4862 | 1 | 1 | 1 | 1 | 1 | 0.622 | 0.223 | 0 | 0.23657 | 0 | 1 | 1 | 1 | 1 | 1 | 1
| 4863 | 1 | 1 | 1 | 1 | 1 | 0.504 | 0.192 | 0 | 0.23657 | 0 | 1 | 1 | 1 | 1 | 1 | 1
| 4864 | 1 | 1 | 1 | 1 | 1 | 0.492 | 0.17 | 0 | 0.23657 | 0 | 1 | 1 | 1 | 1 | 1 | 1
| 4865 | 1 | 1 | 1 | 1 | 1 | 0.288 | 0.151 | 0 | 0.23657 | 0 | 1 | 1 | 1 | 1 | 1 | 1
| 4866 | 1 | 1 | 1 | 1 | 1 | 0.12 | 0.127 | 0 | 0.23657 | 0 | 1 | 1 | 1 | 1 | 1 | 1
| 4867 | 1 | 1 | 1 | 1 | 1 | 0.004 | 0.112 | 0 | 0.23657 | 0 | 1 | 1 | 1 | 1 | 1 | 1
| 4868 | 1 | 1 | 1 | 1 | 1 | 0 | 0.106 | 0 | 0.23657 | 0 | 1 | 1 | 1 | 1 | 1 | 1
| 4869 | 1 | 1 | 1 | 1 | 1 | 0 | 0.102 | 0 | 0.23657 | 0 | 1 | 1 | 1 | 1 | 1 | 1
| 4870 | 1 | 1 | 1 | 1 | 1 | 0 | 0.109 | 0 | 0.23657 | 0 | 1 | 1 | 1 | 1 | 1 | 1
| 4871 | 1 | 1 | 1 | 1 | 1 | 0 | 0.127 | 0 | 0.23657 | 0 | 1 | 1 | 1 | 1 | 1 | 1
| 4872 | 1 | 1 | 1 | 1 | 1 | 0 | 0.133 | 0 | 0.23657 | 0 | 1 | 1 | 1 | 1 | 1 | 1
| 4873 | 1 | 1 | 1 | 1 | 1 | 0 | 0.084 | 0 | 0.23657 | 0 | 1 | 1 | 1 | 1 | 1 | 1
| 4874 | 1 | 1 | 1 | 1 | 1 | 0 | 0.022 | 0 | 0.23657 | 0 | 1 | 1 | 1 | 1 | 1 | 1
| 4875 | 1 | 1 | 1 | 1 | 1 | 0 | 0.005 | 0 | 0.23657 | 0 | 1 | 1 | 1 | 1 | 1 | 1
| 4876 | 1 | 1 | 1 | 1 | 1 | 0 | 0.011 | 0 | 0.23657 | 0 | 1 | 1 | 1 | 1 | 1 | 1
| 4877 | 1 | 1 | 1 | 1 | 1 | 0 | 0.018 | 0 | 0.23657 | 0 | 1 | 1 | 1 | 1 | 1 | 1
| 4878 | 1 | 1 | 1 | 1 | 1 | 0 | 0.035 | 0 | 0.23657 | 0 | 1 | 1 | 1 | 1 | 1 | 1
| 4879 | 1 | 1 | 1 | 1 | 1 | 0.005 | 0.074 | 0 | 0.23657 | 0 | 1 | 1 | 1 | 1 | 1 | 1
| 4880 | 1 | 1 | 1 | 1 | 1 | 0.226 | 0.083 | 0 | 0.23657 | 0 | 1 | 1 | 1 | 1 | 1 | 1
| 4881 | 1 | 1 | 1 | 1 | 1 | 0.42 | 0.097 | 0 | 0.23657 | 0 | 1 | 1 | 1 | 1 | 1 | 1
| 4882 | 1 | 1 | 1 | 1 | 1 | 0.552 | 0.084 | 0 | 0.23657 | 0 | 1 | 1 | 1 | 1 | 1 | 1
| 4883 | 1 | 1 | 1 | 1 | 1 | 0.607 | 0.07 | 0 | 0.23657 | 0 | 1 | 1 | 1 | 1 | 1 | 1
| 4884 | 1 | 1 | 1 | 1 | 1 | 0.623 | 0.06 | 0 | 0.23657 | 0 | 1 | 1 | 1 | 1 | 1 | 1
| 4885 | 1 | 1 | 1 | 1 | 1 | 0.562 | 0.053 | 0 | 0.23657 | 0 | 1 | 1 | 1 | 1 | 1 | 1
| 4886 | 1 | 1 | 1 | 1 | 1 | 0.459 | 0.047 | 0 | 0.23657 | 0 | 1 | 1 | 1 | 1 | 1 | 1
| 4887 | 1 | 1 | 1 | 1 | 1 | 0.349 | 0.038 | 0 | 0.23657 | 0 | 1 | 1 | 1 | 1 | 1 | 1
| 4888 | 1 | 1 | 1 | 1 | 1 | 0.28 | 0.027 | 0 | 0.23657 | 0 | 1 | 1 | 1 | 1 | 1 | 1
| 4889 | 1 | 1 | 1 | 1 | 1 | 0.19 | 0.02 | 0 | 0.23657 | 0 | 1 | 1 | 1 | 1 | 1 | 1
| 4890 | 1 | 1 | 1 | 1 | 1 | 0.078 | 0.015 | 0 | 0.23657 | 0 | 1 | 1 | 1 | 1 | 1 | 1
| 4891 | 1 | 1 | 1 | 1 | 1 | 0.001 | 0.016 | 0 | 0.23657 | 0 | 1 | 1 | 1 | 1 | 1 | 1
| 4892 | 1 | 1 | 1 | 1 | 1 | 0 | 0.006 | 0 | 0.23657 | 0 | 1 | 1 | 1 | 1 | 1 | 1
| 4893 | 1 | 1 | 1 | 1 | 1 | 0 | 0 | 0 | 0.23657 | 0 | 1 | 1 | 1 | 1 | 1 | 1
| 4894 | 1 | 1 | 1 | 1 | 1 | 0 | 0.005 | 0 | 0.23657 | 0 | 1 | 1 | 1 | 1 | 1 | 1
| 4895 | 1 | 1 | 1 | 1 | 1 | 0 | 0.067 | 0 | 0.23657 | 0 | 1 | 1 | 1 | 1 | 1 | 1
| 4896 | 1 | 1 | 1 | 1 | 1 | 0 | 0.112 | 0 | 0.23657 | 0 | 1 | 1 | 1 | 1 | 1 | 1
| 4897 | 1 | 1 | 1 | 1 | 1 | 0 | 0.105 | 0 | 0.23657 | 0 | 1 | 1 | 1 | 1 | 1 | 1
| 4898 | 1 | 1 | 1 | 1 | 1 | 0 | 0.067 | 0 | 0.23657 | 0 | 1 | 1 | 1 | 1 | 1 | 1
| 4899 | 1 | 1 | 1 | 1 | 1 | 0 | 0.025 | 0 | 0.23657 | 0 | 1 | 1 | 1 | 1 | 1 | 1
| 4900 | 1 | 1 | 1 | 1 | 1 | 0 | 0.008 | 0 | 0.23657 | 0 | 1 | 1 | 1 | 1 | 1 | 1
| 4901 | 1 | 1 | 1 | 1 | 1 | 0 | 0.005 | 0 | 0.23657 | 0 | 1 | 1 | 1 | 1 | 1 | 1
| 4902 | 1 | 1 | 1 | 1 | 1 | 0 | 0.011 | 0 | 0.23657 | 0 | 1 | 1 | 1 | 1 | 1 | 1
| 4903 | 1 | 1 | 1 | 1 | 1 | 0.004 | 0.016 | 0 | 0.23657 | 0 | 1 | 1 | 1 | 1 | 1 | 1
| 4904 | 1 | 1 | 1 | 1 | 1 | 0.212 | 0.017 | 0 | 0.23657 | 0 | 1 | 1 | 1 | 1 | 1 | 1
| 4905 | 1 | 1 | 1 | 1 | 1 | 0.426 | 0.07 | 0 | 0.23657 | 0 | 1 | 1 | 1 | 1 | 1 | 1
| 4906 | 1 | 1 | 1 | 1 | 1 | 0.578 | 0.089 | 0 | 0.23657 | 0 | 1 | 1 | 1 | 1 | 1 | 1
| 4907 | 1 | 1 | 1 | 1 | 1 | 0.666 | 0.115 | 0 | 0.23657 | 0 | 1 | 1 | 1 | 1 | 1 | 1
| 4908 | 1 | 1 | 1 | 1 | 1 | 0.682 | 0.14 | 0 | 0.23657 | 0 | 1 | 1 | 1 | 1 | 1 | 1
| 4909 | 1 | 1 | 1 | 1 | 1 | 0.664 | 0.133 | 0 | 0.23657 | 0 | 1 | 1 | 1 | 1 | 1 | 1
| 4910 | 1 | 1 | 1 | 1 | 1 | 0.628 | 0.111 | 0 | 0.23657 | 0 | 1 | 1 | 1 | 1 | 1 | 1
| 4911 | 1 | 1 | 1 | 1 | 1 | 0.504 | 0.086 | 0 | 0.23657 | 0 | 1 | 1 | 1 | 1 | 1 | 1
| 4912 | 1 | 1 | 1 | 1 | 1 | 0.404 | 0.063 | 0 | 0.23657 | 0 | 1 | 1 | 1 | 1 | 1 | 1
| 4913 | 1 | 1 | 1 | 1 | 1 | 0.273 | 0.037 | 0 | 0.23657 | 0 | 1 | 1 | 1 | 1 | 1 | 1
| 4914 | 1 | 1 | 1 | 1 | 1 | 0.112 | 0.014 | 0 | 0.23657 | 0 | 1 | 1 | 1 | 1 | 1 | 1
| 4915 | 1 | 1 | 1 | 1 | 1 | 0.002 | 0.003 | 0 | 0.23657 | 0 | 1 | 1 | 1 | 1 | 1 | 1
| 4916 | 1 | 1 | 1 | 1 | 1 | 0 | 0 | 0 | 0.23657 | 0 | 1 | 1 | 1 | 1 | 1 | 1
| 4917 | 1 | 1 | 1 | 1 | 1 | 0 | 0.011 | 0 | 0.23657 | 0 | 1 | 1 | 1 | 1 | 1 | 1
| 4918 | 1 | 1 | 1 | 1 | 1 | 0 | 0.175 | 0 | 0.23657 | 0 | 1 | 1 | 1 | 1 | 1 | 1
| 4919 | 1 | 1 | 1 | 1 | 1 | 0 | 0.271 | 0 | 0.23657 | 0 | 1 | 1 | 1 | 1 | 1 | 1
| 4920 | 1 | 1 | 1 | 1 | 1 | 0 | 0.3 | 0 | 0.23657 | 0 | 1 | 1 | 1 | 1 | 1 | 1
| 4921 | 1 | 1 | 1 | 1 | 1 | 0 | 0.258 | 0 | 0.23657 | 0 | 1 | 1 | 1 | 1 | 1 | 1
| 4922 | 1 | 1 | 1 | 1 | 1 | 0 | 0.167 | 0 | 0.23657 | 0 | 1 | 1 | 1 | 1 | 1 | 1
| 4923 | 1 | 1 | 1 | 1 | 1 | 0 | 0.084 | 0 | 0.23657 | 0 | 1 | 1 | 1 | 1 | 1 | 1
| 4924 | 1 | 1 | 1 | 1 | 1 | 0 | 0.028 | 0 | 0.23657 | 0 | 1 | 1 | 1 | 1 | 1 | 1
| 4925 | 1 | 1 | 1 | 1 | 1 | 0 | 0.003 | 0 | 0.23657 | 0 | 1 | 1 | 1 | 1 | 1 | 1
| 4926 | 1 | 1 | 1 | 1 | 1 | 0 | 0 | 0 | 0.23657 | 0 | 1 | 1 | 1 | 1 | 1 | 1
| 4927 | 1 | 1 | 1 | 1 | 1 | 0.002 | 0 | 0 | 0.23657 | 0 | 1 | 1 | 1 | 1 | 1 | 1
| 4928 | 1 | 1 | 1 | 1 | 1 | 0.173 | 0.002 | 0 | 0.23657 | 0 | 1 | 1 | 1 | 1 | 1 | 1
| 4929 | 1 | 1 | 1 | 1 | 1 | 0.389 | 0.032 | 0 | 0.23657 | 0 | 1 | 1 | 1 | 1 | 1 | 1
| 4930 | 1 | 1 | 1 | 1 | 1 | 0.546 | 0.067 | 0 | 0.23657 | 0 | 1 | 1 | 1 | 1 | 1 | 1
| 4931 | 1 | 1 | 1 | 1 | 1 | 0.647 | 0.085 | 0 | 0.23657 | 0 | 1 | 1 | 1 | 1 | 1 | 1
| 4932 | 1 | 1 | 1 | 1 | 1 | 0.694 | 0.098 | 0 | 0.23657 | 0 | 1 | 1 | 1 | 1 | 1 | 1
| 4933 | 1 | 1 | 1 | 1 | 1 | 0.704 | 0.105 | 0 | 0.23657 | 0 | 1 | 1 | 1 | 1 | 1 | 1
| 4934 | 1 | 1 | 1 | 1 | 1 | 0.662 | 0.11 | 0 | 0.23657 | 0 | 1 | 1 | 1 | 1 | 1 | 1
| 4935 | 1 | 1 | 1 | 1 | 1 | 0.581 | 0.115 | 0 | 0.23657 | 0 | 1 | 1 | 1 | 1 | 1 | 1
| 4936 | 1 | 1 | 1 | 1 | 1 | 0.44 | 0.118 | 0 | 0.23657 | 0 | 1 | 1 | 1 | 1 | 1 | 1
| 4937 | 1 | 1 | 1 | 1 | 1 | 0.285 | 0.123 | 0 | 0.23657 | 0 | 1 | 1 | 1 | 1 | 1 | 1
| 4938 | 1 | 1 | 1 | 1 | 1 | 0.123 | 0.127 | 0 | 0.23657 | 0 | 1 | 1 | 1 | 1 | 1 | 1
| 4939 | 1 | 1 | 1 | 1 | 1 | 0.005 | 0.12 | 0 | 0.23657 | 0 | 1 | 1 | 1 | 1 | 1 | 1
| 4940 | 1 | 1 | 1 | 1 | 1 | 0 | 0.048 | 0 | 0.23657 | 0 | 1 | 1 | 1 | 1 | 1 | 1
| 4941 | 1 | 1 | 1 | 1 | 1 | 0 | 0 | 0 | 0.23657 | 0 | 1 | 1 | 1 | 1 | 1 | 1
| 4942 | 1 | 1 | 1 | 1 | 1 | 0 | 0.027 | 0 | 0.23657 | 0 | 1 | 1 | 1 | 1 | 1 | 1
| 4943 | 1 | 1 | 1 | 1 | 1 | 0 | 0.245 | 0 | 0.23657 | 0 | 1 | 1 | 1 | 1 | 1 | 1
| 4944 | 1 | 1 | 1 | 1 | 1 | 0 | 0.332 | 0 | 0.23657 | 0 | 1 | 1 | 1 | 1 | 1 | 1
| 4945 | 1 | 1 | 1 | 1 | 1 | 0 | 0.228 | 0 | 0.23657 | 0 | 1 | 1 | 1 | 1 | 1 | 1
| 4946 | 1 | 1 | 1 | 1 | 1 | 0 | 0.103 | 0 | 0.23657 | 0 | 1 | 1 | 1 | 1 | 1 | 1
| 4947 | 1 | 1 | 1 | 1 | 1 | 0 | 0.024 | 0 | 0.23657 | 0 | 1 | 1 | 1 | 1 | 1 | 1
| 4948 | 1 | 1 | 1 | 1 | 1 | 0 | 0.001 | 0 | 0.23657 | 0 | 1 | 1 | 1 | 1 | 1 | 1
| 4949 | 1 | 1 | 1 | 1 | 1 | 0 | 0 | 0 | 0.23657 | 0 | 1 | 1 | 1 | 1 | 1 | 1
| 4950 | 1 | 1 | 1 | 1 | 1 | 0 | 0 | 0 | 0.23657 | 0 | 1 | 1 | 1 | 1 | 1 | 1
| 4951 | 1 | 1 | 1 | 1 | 1 | 0.004 | 0.005 | 0 | 0.23657 | 0 | 1 | 1 | 1 | 1 | 1 | 1
| 4952 | 1 | 1 | 1 | 1 | 1 | 0.207 | 0.032 | 0 | 0.23657 | 0 | 1 | 1 | 1 | 1 | 1 | 1
| 4953 | 1 | 1 | 1 | 1 | 1 | 0.417 | 0.1 | 0 | 0.23657 | 0 | 1 | 1 | 1 | 1 | 1 | 1
| 4954 | 1 | 1 | 1 | 1 | 1 | 0.573 | 0.127 | 0 | 0.23657 | 0 | 1 | 1 | 1 | 1 | 1 | 1
| 4955 | 1 | 1 | 1 | 1 | 1 | 0.677 | 0.131 | 0 | 0.23657 | 0 | 1 | 1 | 1 | 1 | 1 | 1
| 4956 | 1 | 1 | 1 | 1 | 1 | 0.736 | 0.12 | 0 | 0.23657 | 0 | 1 | 1 | 1 | 1 | 1 | 1
| 4957 | 1 | 1 | 1 | 1 | 1 | 0.749 | 0.118 | 0 | 0.23657 | 0 | 1 | 1 | 1 | 1 | 1 | 1
| 4958 | 1 | 1 | 1 | 1 | 1 | 0.727 | 0.132 | 0 | 0.23657 | 0 | 1 | 1 | 1 | 1 | 1 | 1
| 4959 | 1 | 1 | 1 | 1 | 1 | 0.664 | 0.117 | 0 | 0.23657 | 0 | 1 | 1 | 1 | 1 | 1 | 1
| 4960 | 1 | 1 | 1 | 1 | 1 | 0.539 | 0.101 | 0 | 0.23657 | 0 | 1 | 1 | 1 | 1 | 1 | 1
| 4961 | 1 | 1 | 1 | 1 | 1 | 0.377 | 0.096 | 0 | 0.23657 | 0 | 1 | 1 | 1 | 1 | 1 | 1
| 4962 | 1 | 1 | 1 | 1 | 1 | 0.154 | 0.092 | 0 | 0.23657 | 0 | 1 | 1 | 1 | 1 | 1 | 1
| 4963 | 1 | 1 | 1 | 1 | 1 | 0.004 | 0.08 | 0 | 0.23657 | 0 | 1 | 1 | 1 | 1 | 1 | 1
| 4964 | 1 | 1 | 1 | 1 | 1 | 0 | 0.07 | 0 | 0.23657 | 0 | 1 | 1 | 1 | 1 | 1 | 1
| 4965 | 1 | 1 | 1 | 1 | 1 | 0 | 0.111 | 0 | 0.23657 | 0 | 1 | 1 | 1 | 1 | 1 | 1
| 4966 | 1 | 1 | 1 | 1 | 1 | 0 | 0.231 | 0 | 0.23657 | 0 | 1 | 1 | 1 | 1 | 1 | 1
| 4967 | 1 | 1 | 1 | 1 | 1 | 0 | 0.328 | 0 | 0.23657 | 0 | 1 | 1 | 1 | 1 | 1 | 1
| 4968 | 1 | 1 | 1 | 1 | 1 | 0 | 0.376 | 0 | 0.23657 | 0 | 1 | 1 | 1 | 1 | 1 | 1
| 4969 | 1 | 1 | 1 | 1 | 1 | 0 | 0.334 | 0 | 0.23657 | 0 | 1 | 1 | 1 | 1 | 1 | 1
| 4970 | 1 | 1 | 1 | 1 | 1 | 0 | 0.162 | 0 | 0.23657 | 0 | 1 | 1 | 1 | 1 | 1 | 1
| 4971 | 1 | 1 | 1 | 1 | 1 | 0 | 0.058 | 0 | 0.23657 | 0 | 1 | 1 | 1 | 1 | 1 | 1
| 4972 | 1 | 1 | 1 | 1 | 1 | 0 | 0.026 | 0 | 0.23657 | 0 | 1 | 1 | 1 | 1 | 1 | 1
| 4973 | 1 | 1 | 1 | 1 | 1 | 0 | 0.018 | 0 | 0.23657 | 0 | 1 | 1 | 1 | 1 | 1 | 1
| 4974 | 1 | 1 | 1 | 1 | 1 | 0 | 0.012 | 0 | 0.23657 | 0 | 1 | 1 | 1 | 1 | 1 | 1
| 4975 | 1 | 1 | 1 | 1 | 1 | 0.001 | 0.004 | 0 | 0.23657 | 0 | 1 | 1 | 1 | 1 | 1 | 1
| 4976 | 1 | 1 | 1 | 1 | 1 | 0.101 | 0 | 0 | 0.23657 | 0 | 1 | 1 | 1 | 1 | 1 | 1
| 4977 | 1 | 1 | 1 | 1 | 1 | 0.328 | 0.006 | 0 | 0.23657 | 0 | 1 | 1 | 1 | 1 | 1 | 1
| 4978 | 1 | 1 | 1 | 1 | 1 | 0.504 | 0.042 | 0 | 0.23657 | 0 | 1 | 1 | 1 | 1 | 1 | 1
| 4979 | 1 | 1 | 1 | 1 | 1 | 0.633 | 0.067 | 0 | 0.23657 | 0 | 1 | 1 | 1 | 1 | 1 | 1
| 4980 | 1 | 1 | 1 | 1 | 1 | 0.698 | 0.089 | 0 | 0.23657 | 0 | 1 | 1 | 1 | 1 | 1 | 1
| 4981 | 1 | 1 | 1 | 1 | 1 | 0.708 | 0.104 | 0 | 0.23657 | 0 | 1 | 1 | 1 | 1 | 1 | 1
| 4982 | 1 | 1 | 1 | 1 | 1 | 0.643 | 0.118 | 0 | 0.23657 | 0 | 1 | 1 | 1 | 1 | 1 | 1
| 4983 | 1 | 1 | 1 | 1 | 1 | 0.589 | 0.123 | 0 | 0.23657 | 0 | 1 | 1 | 1 | 1 | 1 | 1
| 4984 | 1 | 1 | 1 | 1 | 1 | 0.508 | 0.118 | 0 | 0.23657 | 0 | 1 | 1 | 1 | 1 | 1 | 1
| 4985 | 1 | 1 | 1 | 1 | 1 | 0.331 | 0.103 | 0 | 0.23657 | 0 | 1 | 1 | 1 | 1 | 1 | 1
| 4986 | 1 | 1 | 1 | 1 | 1 | 0.144 | 0.074 | 0 | 0.23657 | 0 | 1 | 1 | 1 | 1 | 1 | 1
| 4987 | 1 | 1 | 1 | 1 | 1 | 0.004 | 0.051 | 0 | 0.23657 | 0 | 1 | 1 | 1 | 1 | 1 | 1
| 4988 | 1 | 1 | 1 | 1 | 1 | 0 | 0.025 | 0 | 0.23657 | 0 | 1 | 1 | 1 | 1 | 1 | 1
| 4989 | 1 | 1 | 1 | 1 | 1 | 0 | 0.089 | 0 | 0.23657 | 0 | 1 | 1 | 1 | 1 | 1 | 1
| 4990 | 1 | 1 | 1 | 1 | 1 | 0 | 0.231 | 0 | 0.23657 | 0 | 1 | 1 | 1 | 1 | 1 | 1
| 4991 | 1 | 1 | 1 | 1 | 1 | 0 | 0.277 | 0 | 0.23657 | 0 | 1 | 1 | 1 | 1 | 1 | 1
| 4992 | 1 | 1 | 1 | 1 | 1 | 0 | 0.225 | 0 | 0.23657 | 0 | 1 | 1 | 1 | 1 | 1 | 1
| 4993 | 1 | 1 | 1 | 1 | 1 | 0 | 0.147 | 0 | 0.23657 | 0 | 1 | 1 | 1 | 1 | 1 | 1
| 4994 | 1 | 1 | 1 | 1 | 1 | 0 | 0.086 | 0 | 0.23657 | 0 | 1 | 1 | 1 | 1 | 1 | 1
| 4995 | 1 | 1 | 1 | 1 | 1 | 0 | 0.044 | 0 | 0.23657 | 0 | 1 | 1 | 1 | 1 | 1 | 1
| 4996 | 1 | 1 | 1 | 1 | 1 | 0 | 0.019 | 0 | 0.23657 | 0 | 1 | 1 | 1 | 1 | 1 | 1
| 4997 | 1 | 1 | 1 | 1 | 1 | 0 | 0.011 | 0 | 0.23657 | 0 | 1 | 1 | 1 | 1 | 1 | 1
| 4998 | 1 | 1 | 1 | 1 | 1 | 0 | 0.018 | 0 | 0.23657 | 0 | 1 | 1 | 1 | 1 | 1 | 1
| 4999 | 1 | 1 | 1 | 1 | 1 | 0.002 | 0.042 | 0 | 0.23657 | 0 | 1 | 1 | 1 | 1 | 1 | 1
| 5000 | 1 | 1 | 1 | 1 | 1 | 0.121 | 0.065 | 0 | 0.23657 | 0 | 1 | 1 | 1 | 1 | 1 | 1
| 5001 | 1 | 1 | 1 | 1 | 1 | 0.287 | 0.08 | 0 | 0.23657 | 0 | 1 | 1 | 1 | 1 | 1 | 1
| 5002 | 1 | 1 | 1 | 1 | 1 | 0.444 | 0.076 | 0 | 0.23657 | 0 | 1 | 1 | 1 | 1 | 1 | 1
| 5003 | 1 | 1 | 1 | 1 | 1 | 0.579 | 0.079 | 0 | 0.23657 | 0 | 1 | 1 | 1 | 1 | 1 | 1
| 5004 | 1 | 1 | 1 | 1 | 1 | 0.693 | 0.091 | 0 | 0.23657 | 0 | 1 | 1 | 1 | 1 | 1 | 1
| 5005 | 1 | 1 | 1 | 1 | 1 | 0.692 | 0.101 | 0 | 0.23657 | 0 | 1 | 1 | 1 | 1 | 1 | 1
| 5006 | 1 | 1 | 1 | 1 | 1 | 0.619 | 0.108 | 0 | 0.23657 | 0 | 1 | 1 | 1 | 1 | 1 | 1
| 5007 | 1 | 1 | 1 | 1 | 1 | 0.529 | 0.101 | 0 | 0.23657 | 0 | 1 | 1 | 1 | 1 | 1 | 1
| 5008 | 1 | 1 | 1 | 1 | 1 | 0.377 | 0.078 | 0 | 0.23657 | 0 | 1 | 1 | 1 | 1 | 1 | 1
| 5009 | 1 | 1 | 1 | 1 | 1 | 0.198 | 0.053 | 0 | 0.23657 | 0 | 1 | 1 | 1 | 1 | 1 | 1
| 5010 | 1 | 1 | 1 | 1 | 1 | 0.062 | 0.034 | 0 | 0.23657 | 0 | 1 | 1 | 1 | 1 | 1 | 1
| 5011 | 1 | 1 | 1 | 1 | 1 | 0.001 | 0.017 | 0 | 0.23657 | 0 | 1 | 1 | 1 | 1 | 1 | 1
| 5012 | 1 | 1 | 1 | 1 | 1 | 0 | 0.01 | 0 | 0.23657 | 0 | 1 | 1 | 1 | 1 | 1 | 1
| 5013 | 1 | 1 | 1 | 1 | 1 | 0 | 0.038 | 0 | 0.23657 | 0 | 1 | 1 | 1 | 1 | 1 | 1
| 5014 | 1 | 1 | 1 | 1 | 1 | 0 | 0.086 | 0 | 0.23657 | 0 | 1 | 1 | 1 | 1 | 1 | 1
| 5015 | 1 | 1 | 1 | 1 | 1 | 0 | 0.125 | 0 | 0.23657 | 0 | 1 | 1 | 1 | 1 | 1 | 1
| 5016 | 1 | 1 | 1 | 1 | 1 | 0 | 0.13 | 0 | 0.23657 | 0 | 1 | 1 | 1 | 1 | 1 | 1
| 5017 | 1 | 1 | 1 | 1 | 1 | 0 | 0.1 | 0 | 0.23657 | 0 | 1 | 1 | 1 | 1 | 1 | 1
| 5018 | 1 | 1 | 1 | 1 | 1 | 0 | 0.048 | 0 | 0.23657 | 0 | 1 | 1 | 1 | 1 | 1 | 1
| 5019 | 1 | 1 | 1 | 1 | 1 | 0 | 0.011 | 0 | 0.23657 | 0 | 1 | 1 | 1 | 1 | 1 | 1
| 5020 | 1 | 1 | 1 | 1 | 1 | 0 | 0.001 | 0 | 0.23657 | 0 | 1 | 1 | 1 | 1 | 1 | 1
| 5021 | 1 | 1 | 1 | 1 | 1 | 0 | 0 | 0 | 0.23657 | 0 | 1 | 1 | 1 | 1 | 1 | 1
| 5022 | 1 | 1 | 1 | 1 | 1 | 0 | 0 | 0 | 0.23657 | 0 | 1 | 1 | 1 | 1 | 1 | 1
| 5023 | 1 | 1 | 1 | 1 | 1 | 0 | 0.001 | 0 | 0.23657 | 0 | 1 | 1 | 1 | 1 | 1 | 1
| 5024 | 1 | 1 | 1 | 1 | 1 | 0.074 | 0.002 | 0 | 0.23657 | 0 | 1 | 1 | 1 | 1 | 1 | 1
| 5025 | 1 | 1 | 1 | 1 | 1 | 0.207 | 0.007 | 0 | 0.23657 | 0 | 1 | 1 | 1 | 1 | 1 | 1
| 5026 | 1 | 1 | 1 | 1 | 1 | 0.357 | 0.019 | 0 | 0.23657 | 0 | 1 | 1 | 1 | 1 | 1 | 1
| 5027 | 1 | 1 | 1 | 1 | 1 | 0.496 | 0.043 | 0 | 0.23657 | 0 | 1 | 1 | 1 | 1 | 1 | 1
| 5028 | 1 | 1 | 1 | 1 | 1 | 0.646 | 0.08 | 0 | 0.23657 | 0 | 1 | 1 | 1 | 1 | 1 | 1
| 5029 | 1 | 1 | 1 | 1 | 1 | 0.604 | 0.081 | 0 | 0.23657 | 0 | 1 | 1 | 1 | 1 | 1 | 1
| 5030 | 1 | 1 | 1 | 1 | 1 | 0.586 | 0.058 | 0 | 0.23657 | 0 | 1 | 1 | 1 | 1 | 1 | 1
| 5031 | 1 | 1 | 1 | 1 | 1 | 0.445 | 0.037 | 0 | 0.23657 | 0 | 1 | 1 | 1 | 1 | 1 | 1
| 5032 | 1 | 1 | 1 | 1 | 1 | 0.301 | 0.017 | 0 | 0.23657 | 0 | 1 | 1 | 1 | 1 | 1 | 1
| 5033 | 1 | 1 | 1 | 1 | 1 | 0.159 | 0.004 | 0 | 0.23657 | 0 | 1 | 1 | 1 | 1 | 1 | 1
| 5034 | 1 | 1 | 1 | 1 | 1 | 0.047 | 0.001 | 0 | 0.23657 | 0 | 1 | 1 | 1 | 1 | 1 | 1
| 5035 | 1 | 1 | 1 | 1 | 1 | 0 | 0.004 | 0 | 0.23657 | 0 | 1 | 1 | 1 | 1 | 1 | 1
| 5036 | 1 | 1 | 1 | 1 | 1 | 0 | 0.015 | 0 | 0.23657 | 0 | 1 | 1 | 1 | 1 | 1 | 1
| 5037 | 1 | 1 | 1 | 1 | 1 | 0 | 0.032 | 0 | 0.23657 | 0 | 1 | 1 | 1 | 1 | 1 | 1
| 5038 | 1 | 1 | 1 | 1 | 1 | 0 | 0.057 | 0 | 0.23657 | 0 | 1 | 1 | 1 | 1 | 1 | 1
| 5039 | 1 | 1 | 1 | 1 | 1 | 0 | 0.088 | 0 | 0.23657 | 0 | 1 | 1 | 1 | 1 | 1 | 1
| 5040 | 1 | 1 | 1 | 1 | 1 | 0 | 0.096 | 0 | 0.23657 | 0 | 1 | 1 | 1 | 1 | 1 | 1
| 5041 | 1 | 1 | 1 | 1 | 1 | 0 | 0.08 | 0 | 0.23657 | 0 | 1 | 1 | 1 | 1 | 1 | 1
| 5042 | 1 | 1 | 1 | 1 | 1 | 0 | 0.057 | 0 | 0.23657 | 0 | 1 | 1 | 1 | 1 | 1 | 1
| 5043 | 1 | 1 | 1 | 1 | 1 | 0 | 0.036 | 0 | 0.23657 | 0 | 1 | 1 | 1 | 1 | 1 | 1
| 5044 | 1 | 1 | 1 | 1 | 1 | 0 | 0.023 | 0 | 0.23657 | 0 | 1 | 1 | 1 | 1 | 1 | 1
| 5045 | 1 | 1 | 1 | 1 | 1 | 0 | 0.012 | 0 | 0.23657 | 0 | 1 | 1 | 1 | 1 | 1 | 1
| 5046 | 1 | 1 | 1 | 1 | 1 | 0 | 0.007 | 0 | 0.23657 | 0 | 1 | 1 | 1 | 1 | 1 | 1
| 5047 | 1 | 1 | 1 | 1 | 1 | 0 | 0.006 | 0 | 0.23657 | 0 | 1 | 1 | 1 | 1 | 1 | 1
| 5048 | 1 | 1 | 1 | 1 | 1 | 0.043 | 0.008 | 0 | 0.23657 | 0 | 1 | 1 | 1 | 1 | 1 | 1
| 5049 | 1 | 1 | 1 | 1 | 1 | 0.134 | 0.01 | 0 | 0.23657 | 0 | 1 | 1 | 1 | 1 | 1 | 1
| 5050 | 1 | 1 | 1 | 1 | 1 | 0.231 | 0.007 | 0 | 0.23657 | 0 | 1 | 1 | 1 | 1 | 1 | 1
| 5051 | 1 | 1 | 1 | 1 | 1 | 0.313 | 0.003 | 0 | 0.23657 | 0 | 1 | 1 | 1 | 1 | 1 | 1
| 5052 | 1 | 1 | 1 | 1 | 1 | 0.356 | 0.003 | 0 | 0.23657 | 0 | 1 | 1 | 1 | 1 | 1 | 1
| 5053 | 1 | 1 | 1 | 1 | 1 | 0.342 | 0.004 | 0 | 0.23657 | 0 | 1 | 1 | 1 | 1 | 1 | 1
| 5054 | 1 | 1 | 1 | 1 | 1 | 0.322 | 0.002 | 0 | 0.23657 | 0 | 1 | 1 | 1 | 1 | 1 | 1
| 5055 | 1 | 1 | 1 | 1 | 1 | 0.271 | 0.001 | 0 | 0.23657 | 0 | 1 | 1 | 1 | 1 | 1 | 1
| 5056 | 1 | 1 | 1 | 1 | 1 | 0.212 | 0 | 0 | 0.23657 | 0 | 1 | 1 | 1 | 1 | 1 | 1
| 5057 | 1 | 1 | 1 | 1 | 1 | 0.128 | 0.001 | 0 | 0.23657 | 0 | 1 | 1 | 1 | 1 | 1 | 1
| 5058 | 1 | 1 | 1 | 1 | 1 | 0.045 | 0.001 | 0 | 0.23657 | 0 | 1 | 1 | 1 | 1 | 1 | 1
| 5059 | 1 | 1 | 1 | 1 | 1 | 0 | 0.002 | 0 | 0.23657 | 0 | 1 | 1 | 1 | 1 | 1 | 1
| 5060 | 1 | 1 | 1 | 1 | 1 | 0 | 0.003 | 0 | 0.23657 | 0 | 1 | 1 | 1 | 1 | 1 | 1
| 5061 | 1 | 1 | 1 | 1 | 1 | 0 | 0.006 | 0 | 0.23657 | 0 | 1 | 1 | 1 | 1 | 1 | 1
| 5062 | 1 | 1 | 1 | 1 | 1 | 0 | 0.007 | 0 | 0.23657 | 0 | 1 | 1 | 1 | 1 | 1 | 1
| 5063 | 1 | 1 | 1 | 1 | 1 | 0 | 0.01 | 0 | 0.23657 | 0 | 1 | 1 | 1 | 1 | 1 | 1
| 5064 | 1 | 1 | 1 | 1 | 1 | 0 | 0.019 | 0 | 0.23657 | 0 | 1 | 1 | 1 | 1 | 1 | 1
| 5065 | 1 | 1 | 1 | 1 | 1 | 0 | 0.031 | 0 | 0.23657 | 0 | 1 | 1 | 1 | 1 | 1 | 1
| 5066 | 1 | 1 | 1 | 1 | 1 | 0 | 0.038 | 0 | 0.23657 | 0 | 1 | 1 | 1 | 1 | 1 | 1
| 5067 | 1 | 1 | 1 | 1 | 1 | 0 | 0.032 | 0 | 0.23657 | 0 | 1 | 1 | 1 | 1 | 1 | 1
| 5068 | 1 | 1 | 1 | 1 | 1 | 0 | 0.025 | 0 | 0.23657 | 0 | 1 | 1 | 1 | 1 | 1 | 1
| 5069 | 1 | 1 | 1 | 1 | 1 | 0 | 0.02 | 0 | 0.23657 | 0 | 1 | 1 | 1 | 1 | 1 | 1
| 5070 | 1 | 1 | 1 | 1 | 1 | 0 | 0.013 | 0 | 0.23657 | 0 | 1 | 1 | 1 | 1 | 1 | 1
| 5071 | 1 | 1 | 1 | 1 | 1 | 0 | 0.006 | 0 | 0.23657 | 0 | 1 | 1 | 1 | 1 | 1 | 1
| 5072 | 1 | 1 | 1 | 1 | 1 | 0.059 | 0.005 | 0 | 0.23657 | 0 | 1 | 1 | 1 | 1 | 1 | 1
| 5073 | 1 | 1 | 1 | 1 | 1 | 0.172 | 0.01 | 0 | 0.23657 | 0 | 1 | 1 | 1 | 1 | 1 | 1
| 5074 | 1 | 1 | 1 | 1 | 1 | 0.301 | 0.015 | 0 | 0.23657 | 0 | 1 | 1 | 1 | 1 | 1 | 1
| 5075 | 1 | 1 | 1 | 1 | 1 | 0.467 | 0.02 | 0 | 0.23657 | 0 | 1 | 1 | 1 | 1 | 1 | 1
| 5076 | 1 | 1 | 1 | 1 | 1 | 0.53 | 0.019 | 0 | 0.23657 | 0 | 1 | 1 | 1 | 1 | 1 | 1
| 5077 | 1 | 1 | 1 | 1 | 1 | 0.519 | 0.017 | 0 | 0.23657 | 0 | 1 | 1 | 1 | 1 | 1 | 1
| 5078 | 1 | 1 | 1 | 1 | 1 | 0.396 | 0.02 | 0 | 0.23657 | 0 | 1 | 1 | 1 | 1 | 1 | 1
| 5079 | 1 | 1 | 1 | 1 | 1 | 0.292 | 0.03 | 0 | 0.23657 | 0 | 1 | 1 | 1 | 1 | 1 | 1
| 5080 | 1 | 1 | 1 | 1 | 1 | 0.204 | 0.046 | 0 | 0.23657 | 0 | 1 | 1 | 1 | 1 | 1 | 1
| 5081 | 1 | 1 | 1 | 1 | 1 | 0.115 | 0.071 | 0 | 0.23657 | 0 | 1 | 1 | 1 | 1 | 1 | 1
| 5082 | 1 | 1 | 1 | 1 | 1 | 0.035 | 0.116 | 0 | 0.23657 | 0 | 1 | 1 | 1 | 1 | 1 | 1
| 5083 | 1 | 1 | 1 | 1 | 1 | 0 | 0.137 | 0 | 0.23657 | 0 | 1 | 1 | 1 | 1 | 1 | 1
| 5084 | 1 | 1 | 1 | 1 | 1 | 0 | 0.146 | 0 | 0.23657 | 0 | 1 | 1 | 1 | 1 | 1 | 1
| 5085 | 1 | 1 | 1 | 1 | 1 | 0 | 0.198 | 0 | 0.23657 | 0 | 1 | 1 | 1 | 1 | 1 | 1
| 5086 | 1 | 1 | 1 | 1 | 1 | 0 | 0.213 | 0 | 0.23657 | 0 | 1 | 1 | 1 | 1 | 1 | 1
| 5087 | 1 | 1 | 1 | 1 | 1 | 0 | 0.17 | 0 | 0.23657 | 0 | 1 | 1 | 1 | 1 | 1 | 1
| 5088 | 1 | 1 | 1 | 1 | 1 | 0 | 0.121 | 0 | 0.23657 | 0 | 1 | 1 | 1 | 1 | 1 | 1
| 5089 | 1 | 1 | 1 | 1 | 1 | 0 | 0.093 | 0 | 0.43077 | 0 | 1 | 1 | 1 | 1 | 1 | 1
| 5090 | 1 | 1 | 1 | 1 | 1 | 0 | 0.062 | 0 | 0.43077 | 0 | 1 | 1 | 1 | 1 | 1 | 1
| 5091 | 1 | 1 | 1 | 1 | 1 | 0 | 0.034 | 0 | 0.43077 | 0 | 1 | 1 | 1 | 1 | 1 | 1
| 5092 | 1 | 1 | 1 | 1 | 1 | 0 | 0.025 | 0 | 0.43077 | 0 | 1 | 1 | 1 | 1 | 1 | 1
| 5093 | 1 | 1 | 1 | 1 | 1 | 0 | 0.029 | 0 | 0.43077 | 0 | 1 | 1 | 1 | 1 | 1 | 1
| 5094 | 1 | 1 | 1 | 1 | 1 | 0 | 0.042 | 0 | 0.43077 | 0 | 1 | 1 | 1 | 1 | 1 | 1
| 5095 | 1 | 1 | 1 | 1 | 1 | 0 | 0.063 | 0 | 0.43077 | 0 | 1 | 1 | 1 | 1 | 1 | 1
| 5096 | 1 | 1 | 1 | 1 | 1 | 0.039 | 0.093 | 0 | 0.43077 | 0 | 1 | 1 | 1 | 1 | 1 | 1
| 5097 | 1 | 1 | 1 | 1 | 1 | 0.129 | 0.115 | 0 | 0.43077 | 0 | 1 | 1 | 1 | 1 | 1 | 1
| 5098 | 1 | 1 | 1 | 1 | 1 | 0.271 | 0.079 | 0 | 0.43077 | 0 | 1 | 1 | 1 | 1 | 1 | 1
| 5099 | 1 | 1 | 1 | 1 | 1 | 0.424 | 0.06 | 0 | 0.43077 | 0 | 1 | 1 | 1 | 1 | 1 | 1
| 5100 | 1 | 1 | 1 | 1 | 1 | 0.532 | 0.058 | 0 | 0.43077 | 0 | 1 | 1 | 1 | 1 | 1 | 1
| 5101 | 1 | 1 | 1 | 1 | 1 | 0.562 | 0.067 | 0 | 0.43077 | 0 | 1 | 1 | 1 | 1 | 1 | 1
| 5102 | 1 | 1 | 1 | 1 | 1 | 0.454 | 0.072 | 0 | 0.43077 | 0 | 1 | 1 | 1 | 1 | 1 | 1
| 5103 | 1 | 1 | 1 | 1 | 1 | 0.39 | 0.077 | 0 | 0.43077 | 0 | 1 | 1 | 1 | 1 | 1 | 1
| 5104 | 1 | 1 | 1 | 1 | 1 | 0.3 | 0.093 | 0 | 0.43077 | 0 | 1 | 1 | 1 | 1 | 1 | 1
| 5105 | 1 | 1 | 1 | 1 | 1 | 0.19 | 0.128 | 0 | 0.43077 | 0 | 1 | 1 | 1 | 1 | 1 | 1
| 5106 | 1 | 1 | 1 | 1 | 1 | 0.081 | 0.179 | 0 | 0.43077 | 0 | 1 | 1 | 1 | 1 | 1 | 1
| 5107 | 1 | 1 | 1 | 1 | 1 | 0.002 | 0.235 | 0 | 0.43077 | 0 | 1 | 1 | 1 | 1 | 1 | 1
| 5108 | 1 | 1 | 1 | 1 | 1 | 0 | 0.359 | 0 | 0.43077 | 0 | 1 | 1 | 1 | 1 | 1 | 1
| 5109 | 1 | 1 | 1 | 1 | 1 | 0 | 0.436 | 0 | 0.43077 | 0 | 1 | 1 | 1 | 1 | 1 | 1
| 5110 | 1 | 1 | 1 | 1 | 1 | 0 | 0.374 | 0 | 0.43077 | 0 | 1 | 1 | 1 | 1 | 1 | 1
| 5111 | 1 | 1 | 1 | 1 | 1 | 0 | 0.362 | 0 | 0.43077 | 0 | 1 | 1 | 1 | 1 | 1 | 1
| 5112 | 1 | 1 | 1 | 1 | 1 | 0 | 0.38 | 0 | 0.43077 | 0 | 1 | 1 | 1 | 1 | 1 | 1
| 5113 | 1 | 1 | 1 | 1 | 1 | 0 | 0.31 | 0 | 0.43077 | 0 | 1 | 1 | 1 | 1 | 1 | 1
| 5114 | 1 | 1 | 1 | 1 | 1 | 0 | 0.183 | 0 | 0.43077 | 0 | 1 | 1 | 1 | 1 | 1 | 1
| 5115 | 1 | 1 | 1 | 1 | 1 | 0 | 0.132 | 0 | 0.43077 | 0 | 1 | 1 | 1 | 1 | 1 | 1
| 5116 | 1 | 1 | 1 | 1 | 1 | 0 | 0.104 | 0 | 0.43077 | 0 | 1 | 1 | 1 | 1 | 1 | 1
| 5117 | 1 | 1 | 1 | 1 | 1 | 0 | 0.086 | 0 | 0.43077 | 0 | 1 | 1 | 1 | 1 | 1 | 1
| 5118 | 1 | 1 | 1 | 1 | 1 | 0 | 0.09 | 0 | 0.43077 | 0 | 1 | 1 | 1 | 1 | 1 | 1
| 5119 | 1 | 1 | 1 | 1 | 1 | 0.002 | 0.078 | 0 | 0.43077 | 0 | 1 | 1 | 1 | 1 | 1 | 1
| 5120 | 1 | 1 | 1 | 1 | 1 | 0.136 | 0.047 | 0 | 0.43077 | 0 | 1 | 1 | 1 | 1 | 1 | 1
| 5121 | 1 | 1 | 1 | 1 | 1 | 0.394 | 0.122 | 0 | 0.43077 | 0 | 1 | 1 | 1 | 1 | 1 | 1
| 5122 | 1 | 1 | 1 | 1 | 1 | 0.58 | 0.244 | 0 | 0.43077 | 0 | 1 | 1 | 1 | 1 | 1 | 1
| 5123 | 1 | 1 | 1 | 1 | 1 | 0.691 | 0.35 | 0 | 0.43077 | 0 | 1 | 1 | 1 | 1 | 1 | 1
| 5124 | 1 | 1 | 1 | 1 | 1 | 0.75 | 0.408 | 0 | 0.43077 | 0 | 1 | 1 | 1 | 1 | 1 | 1
| 5125 | 1 | 1 | 1 | 1 | 1 | 0.767 | 0.392 | 0 | 0.43077 | 0 | 1 | 1 | 1 | 1 | 1 | 1
| 5126 | 1 | 1 | 1 | 1 | 1 | 0.741 | 0.361 | 0 | 0.43077 | 0 | 1 | 1 | 1 | 1 | 1 | 1
| 5127 | 1 | 1 | 1 | 1 | 1 | 0.663 | 0.353 | 0 | 0.43077 | 0 | 1 | 1 | 1 | 1 | 1 | 1
| 5128 | 1 | 1 | 1 | 1 | 1 | 0.538 | 0.379 | 0 | 0.43077 | 0 | 1 | 1 | 1 | 1 | 1 | 1
| 5129 | 1 | 1 | 1 | 1 | 1 | 0.38 | 0.422 | 0 | 0.43077 | 0 | 1 | 1 | 1 | 1 | 1 | 1
| 5130 | 1 | 1 | 1 | 1 | 1 | 0.138 | 0.457 | 0 | 0.43077 | 0 | 1 | 1 | 1 | 1 | 1 | 1
| 5131 | 1 | 1 | 1 | 1 | 1 | 0.007 | 0.437 | 0 | 0.43077 | 0 | 1 | 1 | 1 | 1 | 1 | 1
| 5132 | 1 | 1 | 1 | 1 | 1 | 0 | 0.417 | 0 | 0.43077 | 0 | 1 | 1 | 1 | 1 | 1 | 1
| 5133 | 1 | 1 | 1 | 1 | 1 | 0 | 0.426 | 0 | 0.43077 | 0 | 1 | 1 | 1 | 1 | 1 | 1
| 5134 | 1 | 1 | 1 | 1 | 1 | 0 | 0.422 | 0 | 0.43077 | 0 | 1 | 1 | 1 | 1 | 1 | 1
| 5135 | 1 | 1 | 1 | 1 | 1 | 0 | 0.404 | 0 | 0.43077 | 0 | 1 | 1 | 1 | 1 | 1 | 1
| 5136 | 1 | 1 | 1 | 1 | 1 | 0 | 0.362 | 0 | 0.43077 | 0 | 1 | 1 | 1 | 1 | 1 | 1
| 5137 | 1 | 1 | 1 | 1 | 1 | 0 | 0.284 | 0 | 0.43077 | 0 | 1 | 1 | 1 | 1 | 1 | 1
| 5138 | 1 | 1 | 1 | 1 | 1 | 0 | 0.256 | 0 | 0.43077 | 0 | 1 | 1 | 1 | 1 | 1 | 1
| 5139 | 1 | 1 | 1 | 1 | 1 | 0 | 0.25 | 0 | 0.43077 | 0 | 1 | 1 | 1 | 1 | 1 | 1
| 5140 | 1 | 1 | 1 | 1 | 1 | 0 | 0.214 | 0 | 0.43077 | 0 | 1 | 1 | 1 | 1 | 1 | 1
| 5141 | 1 | 1 | 1 | 1 | 1 | 0 | 0.127 | 0 | 0.43077 | 0 | 1 | 1 | 1 | 1 | 1 | 1
| 5142 | 1 | 1 | 1 | 1 | 1 | 0 | 0.058 | 0 | 0.43077 | 0 | 1 | 1 | 1 | 1 | 1 | 1
| 5143 | 1 | 1 | 1 | 1 | 1 | 0.002 | 0.021 | 0 | 0.43077 | 0 | 1 | 1 | 1 | 1 | 1 | 1
| 5144 | 1 | 1 | 1 | 1 | 1 | 0.165 | 0.028 | 0 | 0.43077 | 0 | 1 | 1 | 1 | 1 | 1 | 1
| 5145 | 1 | 1 | 1 | 1 | 1 | 0.447 | 0.076 | 0 | 0.43077 | 0 | 1 | 1 | 1 | 1 | 1 | 1
| 5146 | 1 | 1 | 1 | 1 | 1 | 0.607 | 0.133 | 0 | 0.43077 | 0 | 1 | 1 | 1 | 1 | 1 | 1
| 5147 | 1 | 1 | 1 | 1 | 1 | 0.708 | 0.176 | 0 | 0.43077 | 0 | 1 | 1 | 1 | 1 | 1 | 1
| 5148 | 1 | 1 | 1 | 1 | 1 | 0.764 | 0.205 | 0 | 0.43077 | 0 | 1 | 1 | 1 | 1 | 1 | 1
| 5149 | 1 | 1 | 1 | 1 | 1 | 0.78 | 0.223 | 0 | 0.43077 | 0 | 1 | 1 | 1 | 1 | 1 | 1
| 5150 | 1 | 1 | 1 | 1 | 1 | 0.749 | 0.245 | 0 | 0.43077 | 0 | 1 | 1 | 1 | 1 | 1 | 1
| 5151 | 1 | 1 | 1 | 1 | 1 | 0.666 | 0.281 | 0 | 0.43077 | 0 | 1 | 1 | 1 | 1 | 1 | 1
| 5152 | 1 | 1 | 1 | 1 | 1 | 0.541 | 0.314 | 0 | 0.43077 | 0 | 1 | 1 | 1 | 1 | 1 | 1
| 5153 | 1 | 1 | 1 | 1 | 1 | 0.404 | 0.358 | 0 | 0.43077 | 0 | 1 | 1 | 1 | 1 | 1 | 1
| 5154 | 1 | 1 | 1 | 1 | 1 | 0.206 | 0.413 | 0 | 0.43077 | 0 | 1 | 1 | 1 | 1 | 1 | 1
| 5155 | 1 | 1 | 1 | 1 | 1 | 0.014 | 0.494 | 0 | 0.43077 | 0 | 1 | 1 | 1 | 1 | 1 | 1
| 5156 | 1 | 1 | 1 | 1 | 1 | 0 | 0.551 | 0 | 0.43077 | 0 | 1 | 1 | 1 | 1 | 1 | 1
| 5157 | 1 | 1 | 1 | 1 | 1 | 0 | 0.487 | 0 | 0.43077 | 0 | 1 | 1 | 1 | 1 | 1 | 1
| 5158 | 1 | 1 | 1 | 1 | 1 | 0 | 0.413 | 0 | 0.43077 | 0 | 1 | 1 | 1 | 1 | 1 | 1
| 5159 | 1 | 1 | 1 | 1 | 1 | 0 | 0.357 | 0 | 0.43077 | 0 | 1 | 1 | 1 | 1 | 1 | 1
| 5160 | 1 | 1 | 1 | 1 | 1 | 0 | 0.257 | 0 | 0.43077 | 0 | 1 | 1 | 1 | 1 | 1 | 1
| 5161 | 1 | 1 | 1 | 1 | 1 | 0 | 0.138 | 0 | 0.43077 | 0 | 1 | 1 | 1 | 1 | 1 | 1
| 5162 | 1 | 1 | 1 | 1 | 1 | 0 | 0.061 | 0 | 0.43077 | 0 | 1 | 1 | 1 | 1 | 1 | 1
| 5163 | 1 | 1 | 1 | 1 | 1 | 0 | 0.022 | 0 | 0.43077 | 0 | 1 | 1 | 1 | 1 | 1 | 1
| 5164 | 1 | 1 | 1 | 1 | 1 | 0 | 0.009 | 0 | 0.43077 | 0 | 1 | 1 | 1 | 1 | 1 | 1
| 5165 | 1 | 1 | 1 | 1 | 1 | 0 | 0.005 | 0 | 0.43077 | 0 | 1 | 1 | 1 | 1 | 1 | 1
| 5166 | 1 | 1 | 1 | 1 | 1 | 0 | 0.005 | 0 | 0.43077 | 0 | 1 | 1 | 1 | 1 | 1 | 1
| 5167 | 1 | 1 | 1 | 1 | 1 | 0.005 | 0.003 | 0 | 0.43077 | 0 | 1 | 1 | 1 | 1 | 1 | 1
| 5168 | 1 | 1 | 1 | 1 | 1 | 0.211 | 0.003 | 0 | 0.43077 | 0 | 1 | 1 | 1 | 1 | 1 | 1
| 5169 | 1 | 1 | 1 | 1 | 1 | 0.455 | 0.077 | 0 | 0.43077 | 0 | 1 | 1 | 1 | 1 | 1 | 1
| 5170 | 1 | 1 | 1 | 1 | 1 | 0.605 | 0.163 | 0 | 0.43077 | 0 | 1 | 1 | 1 | 1 | 1 | 1
| 5171 | 1 | 1 | 1 | 1 | 1 | 0.709 | 0.205 | 0 | 0.43077 | 0 | 1 | 1 | 1 | 1 | 1 | 1
| 5172 | 1 | 1 | 1 | 1 | 1 | 0.767 | 0.229 | 0 | 0.43077 | 0 | 1 | 1 | 1 | 1 | 1 | 1
| 5173 | 1 | 1 | 1 | 1 | 1 | 0.782 | 0.243 | 0 | 0.43077 | 0 | 1 | 1 | 1 | 1 | 1 | 1
| 5174 | 1 | 1 | 1 | 1 | 1 | 0.759 | 0.263 | 0 | 0.43077 | 0 | 1 | 1 | 1 | 1 | 1 | 1
| 5175 | 1 | 1 | 1 | 1 | 1 | 0.696 | 0.285 | 0 | 0.43077 | 0 | 1 | 1 | 1 | 1 | 1 | 1
| 5176 | 1 | 1 | 1 | 1 | 1 | 0.583 | 0.309 | 0 | 0.43077 | 0 | 1 | 1 | 1 | 1 | 1 | 1
| 5177 | 1 | 1 | 1 | 1 | 1 | 0.399 | 0.328 | 0 | 0.43077 | 0 | 1 | 1 | 1 | 1 | 1 | 1
| 5178 | 1 | 1 | 1 | 1 | 1 | 0.177 | 0.37 | 0 | 0.43077 | 0 | 1 | 1 | 1 | 1 | 1 | 1
| 5179 | 1 | 1 | 1 | 1 | 1 | 0.013 | 0.494 | 0 | 0.43077 | 0 | 1 | 1 | 1 | 1 | 1 | 1
| 5180 | 1 | 1 | 1 | 1 | 1 | 0 | 0.605 | 0 | 0.43077 | 0 | 1 | 1 | 1 | 1 | 1 | 1
| 5181 | 1 | 1 | 1 | 1 | 1 | 0 | 0.608 | 0 | 0.43077 | 0 | 1 | 1 | 1 | 1 | 1 | 1
| 5182 | 1 | 1 | 1 | 1 | 1 | 0 | 0.536 | 0 | 0.43077 | 0 | 1 | 1 | 1 | 1 | 1 | 1
| 5183 | 1 | 1 | 1 | 1 | 1 | 0 | 0.433 | 0 | 0.43077 | 0 | 1 | 1 | 1 | 1 | 1 | 1
| 5184 | 1 | 1 | 1 | 1 | 1 | 0 | 0.287 | 0 | 0.43077 | 0 | 1 | 1 | 1 | 1 | 1 | 1
| 5185 | 1 | 1 | 1 | 1 | 1 | 0 | 0.148 | 0 | 0.43077 | 0 | 1 | 1 | 1 | 1 | 1 | 1
| 5186 | 1 | 1 | 1 | 1 | 1 | 0 | 0.051 | 0 | 0.43077 | 0 | 1 | 1 | 1 | 1 | 1 | 1
| 5187 | 1 | 1 | 1 | 1 | 1 | 0 | 0.01 | 0 | 0.43077 | 0 | 1 | 1 | 1 | 1 | 1 | 1
| 5188 | 1 | 1 | 1 | 1 | 1 | 0 | 0.002 | 0 | 0.43077 | 0 | 1 | 1 | 1 | 1 | 1 | 1
| 5189 | 1 | 1 | 1 | 1 | 1 | 0 | 0.001 | 0 | 0.43077 | 0 | 1 | 1 | 1 | 1 | 1 | 1
| 5190 | 1 | 1 | 1 | 1 | 1 | 0 | 0 | 0 | 0.43077 | 0 | 1 | 1 | 1 | 1 | 1 | 1
| 5191 | 1 | 1 | 1 | 1 | 1 | 0.003 | 0 | 0 | 0.43077 | 0 | 1 | 1 | 1 | 1 | 1 | 1
| 5192 | 1 | 1 | 1 | 1 | 1 | 0.182 | 0 | 0 | 0.43077 | 0 | 1 | 1 | 1 | 1 | 1 | 1
| 5193 | 1 | 1 | 1 | 1 | 1 | 0.421 | 0.001 | 0 | 0.43077 | 0 | 1 | 1 | 1 | 1 | 1 | 1
| 5194 | 1 | 1 | 1 | 1 | 1 | 0.584 | 0.008 | 0 | 0.43077 | 0 | 1 | 1 | 1 | 1 | 1 | 1
| 5195 | 1 | 1 | 1 | 1 | 1 | 0.687 | 0.02 | 0 | 0.43077 | 0 | 1 | 1 | 1 | 1 | 1 | 1
| 5196 | 1 | 1 | 1 | 1 | 1 | 0.745 | 0.031 | 0 | 0.43077 | 0 | 1 | 1 | 1 | 1 | 1 | 1
| 5197 | 1 | 1 | 1 | 1 | 1 | 0.765 | 0.034 | 0 | 0.43077 | 0 | 1 | 1 | 1 | 1 | 1 | 1
| 5198 | 1 | 1 | 1 | 1 | 1 | 0.726 | 0.033 | 0 | 0.43077 | 0 | 1 | 1 | 1 | 1 | 1 | 1
| 5199 | 1 | 1 | 1 | 1 | 1 | 0.605 | 0.036 | 0 | 0.43077 | 0 | 1 | 1 | 1 | 1 | 1 | 1
| 5200 | 1 | 1 | 1 | 1 | 1 | 0.485 | 0.045 | 0 | 0.43077 | 0 | 1 | 1 | 1 | 1 | 1 | 1
| 5201 | 1 | 1 | 1 | 1 | 1 | 0.227 | 0.063 | 0 | 0.43077 | 0 | 1 | 1 | 1 | 1 | 1 | 1
| 5202 | 1 | 1 | 1 | 1 | 1 | 0.109 | 0.097 | 0 | 0.43077 | 0 | 1 | 1 | 1 | 1 | 1 | 1
| 5203 | 1 | 1 | 1 | 1 | 1 | 0.004 | 0.233 | 0 | 0.43077 | 0 | 1 | 1 | 1 | 1 | 1 | 1
| 5204 | 1 | 1 | 1 | 1 | 1 | 0 | 0.43 | 0 | 0.43077 | 0 | 1 | 1 | 1 | 1 | 1 | 1
| 5205 | 1 | 1 | 1 | 1 | 1 | 0 | 0.466 | 0 | 0.43077 | 0 | 1 | 1 | 1 | 1 | 1 | 1
| 5206 | 1 | 1 | 1 | 1 | 1 | 0 | 0.41 | 0 | 0.43077 | 0 | 1 | 1 | 1 | 1 | 1 | 1
| 5207 | 1 | 1 | 1 | 1 | 1 | 0 | 0.362 | 0 | 0.43077 | 0 | 1 | 1 | 1 | 1 | 1 | 1
| 5208 | 1 | 1 | 1 | 1 | 1 | 0 | 0.248 | 0 | 0.43077 | 0 | 1 | 1 | 1 | 1 | 1 | 1
| 5209 | 1 | 1 | 1 | 1 | 1 | 0 | 0.152 | 0 | 0.43077 | 0 | 1 | 1 | 1 | 1 | 1 | 1
| 5210 | 1 | 1 | 1 | 1 | 1 | 0 | 0.076 | 0 | 0.43077 | 0 | 1 | 1 | 1 | 1 | 1 | 1
| 5211 | 1 | 1 | 1 | 1 | 1 | 0 | 0.031 | 0 | 0.43077 | 0 | 1 | 1 | 1 | 1 | 1 | 1
| 5212 | 1 | 1 | 1 | 1 | 1 | 0 | 0.014 | 0 | 0.43077 | 0 | 1 | 1 | 1 | 1 | 1 | 1
| 5213 | 1 | 1 | 1 | 1 | 1 | 0 | 0.007 | 0 | 0.43077 | 0 | 1 | 1 | 1 | 1 | 1 | 1
| 5214 | 1 | 1 | 1 | 1 | 1 | 0 | 0.004 | 0 | 0.43077 | 0 | 1 | 1 | 1 | 1 | 1 | 1
| 5215 | 1 | 1 | 1 | 1 | 1 | 0.004 | 0.004 | 0 | 0.43077 | 0 | 1 | 1 | 1 | 1 | 1 | 1
| 5216 | 1 | 1 | 1 | 1 | 1 | 0.191 | 0 | 0 | 0.43077 | 0 | 1 | 1 | 1 | 1 | 1 | 1
| 5217 | 1 | 1 | 1 | 1 | 1 | 0.441 | 0.003 | 0 | 0.43077 | 0 | 1 | 1 | 1 | 1 | 1 | 1
| 5218 | 1 | 1 | 1 | 1 | 1 | 0.594 | 0.008 | 0 | 0.43077 | 0 | 1 | 1 | 1 | 1 | 1 | 1
| 5219 | 1 | 1 | 1 | 1 | 1 | 0.694 | 0.008 | 0 | 0.43077 | 0 | 1 | 1 | 1 | 1 | 1 | 1
| 5220 | 1 | 1 | 1 | 1 | 1 | 0.748 | 0.006 | 0 | 0.43077 | 0 | 1 | 1 | 1 | 1 | 1 | 1
| 5221 | 1 | 1 | 1 | 1 | 1 | 0.765 | 0.006 | 0 | 0.43077 | 0 | 1 | 1 | 1 | 1 | 1 | 1
| 5222 | 1 | 1 | 1 | 1 | 1 | 0.74 | 0.009 | 0 | 0.43077 | 0 | 1 | 1 | 1 | 1 | 1 | 1
| 5223 | 1 | 1 | 1 | 1 | 1 | 0.675 | 0.014 | 0 | 0.43077 | 0 | 1 | 1 | 1 | 1 | 1 | 1
| 5224 | 1 | 1 | 1 | 1 | 1 | 0.556 | 0.024 | 0 | 0.43077 | 0 | 1 | 1 | 1 | 1 | 1 | 1
| 5225 | 1 | 1 | 1 | 1 | 1 | 0.364 | 0.053 | 0 | 0.43077 | 0 | 1 | 1 | 1 | 1 | 1 | 1
| 5226 | 1 | 1 | 1 | 1 | 1 | 0.127 | 0.114 | 0 | 0.43077 | 0 | 1 | 1 | 1 | 1 | 1 | 1
| 5227 | 1 | 1 | 1 | 1 | 1 | 0.005 | 0.243 | 0 | 0.43077 | 0 | 1 | 1 | 1 | 1 | 1 | 1
| 5228 | 1 | 1 | 1 | 1 | 1 | 0 | 0.42 | 0 | 0.43077 | 0 | 1 | 1 | 1 | 1 | 1 | 1
| 5229 | 1 | 1 | 1 | 1 | 1 | 0 | 0.458 | 0 | 0.43077 | 0 | 1 | 1 | 1 | 1 | 1 | 1
| 5230 | 1 | 1 | 1 | 1 | 1 | 0 | 0.459 | 0 | 0.43077 | 0 | 1 | 1 | 1 | 1 | 1 | 1
| 5231 | 1 | 1 | 1 | 1 | 1 | 0 | 0.443 | 0 | 0.43077 | 0 | 1 | 1 | 1 | 1 | 1 | 1
| 5232 | 1 | 1 | 1 | 1 | 1 | 0 | 0.273 | 0 | 0.43077 | 0 | 1 | 1 | 1 | 1 | 1 | 1
| 5233 | 1 | 1 | 1 | 1 | 1 | 0 | 0.205 | 0 | 0.43077 | 0 | 1 | 1 | 1 | 1 | 1 | 1
| 5234 | 1 | 1 | 1 | 1 | 1 | 0 | 0.159 | 0 | 0.43077 | 0 | 1 | 1 | 1 | 1 | 1 | 1
| 5235 | 1 | 1 | 1 | 1 | 1 | 0 | 0.145 | 0 | 0.43077 | 0 | 1 | 1 | 1 | 1 | 1 | 1
| 5236 | 1 | 1 | 1 | 1 | 1 | 0 | 0.144 | 0 | 0.43077 | 0 | 1 | 1 | 1 | 1 | 1 | 1
| 5237 | 1 | 1 | 1 | 1 | 1 | 0 | 0.119 | 0 | 0.43077 | 0 | 1 | 1 | 1 | 1 | 1 | 1
| 5238 | 1 | 1 | 1 | 1 | 1 | 0 | 0.126 | 0 | 0.43077 | 0 | 1 | 1 | 1 | 1 | 1 | 1
| 5239 | 1 | 1 | 1 | 1 | 1 | 0.002 | 0.123 | 0 | 0.43077 | 0 | 1 | 1 | 1 | 1 | 1 | 1
| 5240 | 1 | 1 | 1 | 1 | 1 | 0.143 | 0.143 | 0 | 0.43077 | 0 | 1 | 1 | 1 | 1 | 1 | 1
| 5241 | 1 | 1 | 1 | 1 | 1 | 0.38 | 0.129 | 0 | 0.43077 | 0 | 1 | 1 | 1 | 1 | 1 | 1
| 5242 | 1 | 1 | 1 | 1 | 1 | 0.569 | 0.101 | 0 | 0.43077 | 0 | 1 | 1 | 1 | 1 | 1 | 1
| 5243 | 1 | 1 | 1 | 1 | 1 | 0.669 | 0.093 | 0 | 0.43077 | 0 | 1 | 1 | 1 | 1 | 1 | 1
| 5244 | 1 | 1 | 1 | 1 | 1 | 0.703 | 0.108 | 0 | 0.43077 | 0 | 1 | 1 | 1 | 1 | 1 | 1
| 5245 | 1 | 1 | 1 | 1 | 1 | 0.689 | 0.111 | 0 | 0.43077 | 0 | 1 | 1 | 1 | 1 | 1 | 1
| 5246 | 1 | 1 | 1 | 1 | 1 | 0.642 | 0.104 | 0 | 0.43077 | 0 | 1 | 1 | 1 | 1 | 1 | 1
| 5247 | 1 | 1 | 1 | 1 | 1 | 0.562 | 0.101 | 0 | 0.43077 | 0 | 1 | 1 | 1 | 1 | 1 | 1
| 5248 | 1 | 1 | 1 | 1 | 1 | 0.482 | 0.097 | 0 | 0.43077 | 0 | 1 | 1 | 1 | 1 | 1 | 1
| 5249 | 1 | 1 | 1 | 1 | 1 | 0.36 | 0.107 | 0 | 0.43077 | 0 | 1 | 1 | 1 | 1 | 1 | 1
| 5250 | 1 | 1 | 1 | 1 | 1 | 0.142 | 0.147 | 0 | 0.43077 | 0 | 1 | 1 | 1 | 1 | 1 | 1
| 5251 | 1 | 1 | 1 | 1 | 1 | 0.005 | 0.264 | 0 | 0.43077 | 0 | 1 | 1 | 1 | 1 | 1 | 1
| 5252 | 1 | 1 | 1 | 1 | 1 | 0 | 0.416 | 0 | 0.43077 | 0 | 1 | 1 | 1 | 1 | 1 | 1
| 5253 | 1 | 1 | 1 | 1 | 1 | 0 | 0.507 | 0 | 0.43077 | 0 | 1 | 1 | 1 | 1 | 1 | 1
| 5254 | 1 | 1 | 1 | 1 | 1 | 0 | 0.505 | 0 | 0.43077 | 0 | 1 | 1 | 1 | 1 | 1 | 1
| 5255 | 1 | 1 | 1 | 1 | 1 | 0 | 0.396 | 0 | 0.43077 | 0 | 1 | 1 | 1 | 1 | 1 | 1
| 5256 | 1 | 1 | 1 | 1 | 1 | 0 | 0.259 | 0 | 0.43077 | 0 | 1 | 1 | 1 | 1 | 1 | 1
| 5257 | 1 | 1 | 1 | 1 | 1 | 0 | 0.177 | 0 | 0.43077 | 0 | 1 | 1 | 1 | 1 | 1 | 1
| 5258 | 1 | 1 | 1 | 1 | 1 | 0 | 0.155 | 0 | 0.43077 | 0 | 1 | 1 | 1 | 1 | 1 | 1
| 5259 | 1 | 1 | 1 | 1 | 1 | 0 | 0.148 | 0 | 0.43077 | 0 | 1 | 1 | 1 | 1 | 1 | 1
| 5260 | 1 | 1 | 1 | 1 | 1 | 0 | 0.16 | 0 | 0.43077 | 0 | 1 | 1 | 1 | 1 | 1 | 1
| 5261 | 1 | 1 | 1 | 1 | 1 | 0 | 0.235 | 0 | 0.43077 | 0 | 1 | 1 | 1 | 1 | 1 | 1
| 5262 | 1 | 1 | 1 | 1 | 1 | 0 | 0.284 | 0 | 0.43077 | 0 | 1 | 1 | 1 | 1 | 1 | 1
| 5263 | 1 | 1 | 1 | 1 | 1 | 0.002 | 0.278 | 0 | 0.43077 | 0 | 1 | 1 | 1 | 1 | 1 | 1
| 5264 | 1 | 1 | 1 | 1 | 1 | 0.108 | 0.328 | 0 | 0.43077 | 0 | 1 | 1 | 1 | 1 | 1 | 1
| 5265 | 1 | 1 | 1 | 1 | 1 | 0.27 | 0.286 | 0 | 0.43077 | 0 | 1 | 1 | 1 | 1 | 1 | 1
| 5266 | 1 | 1 | 1 | 1 | 1 | 0.442 | 0.231 | 0 | 0.43077 | 0 | 1 | 1 | 1 | 1 | 1 | 1
| 5267 | 1 | 1 | 1 | 1 | 1 | 0.549 | 0.218 | 0 | 0.43077 | 0 | 1 | 1 | 1 | 1 | 1 | 1
| 5268 | 1 | 1 | 1 | 1 | 1 | 0.675 | 0.225 | 0 | 0.43077 | 0 | 1 | 1 | 1 | 1 | 1 | 1
| 5269 | 1 | 1 | 1 | 1 | 1 | 0.689 | 0.224 | 0 | 0.43077 | 0 | 1 | 1 | 1 | 1 | 1 | 1
| 5270 | 1 | 1 | 1 | 1 | 1 | 0.624 | 0.228 | 0 | 0.43077 | 0 | 1 | 1 | 1 | 1 | 1 | 1
| 5271 | 1 | 1 | 1 | 1 | 1 | 0.535 | 0.252 | 0 | 0.43077 | 0 | 1 | 1 | 1 | 1 | 1 | 1
| 5272 | 1 | 1 | 1 | 1 | 1 | 0.435 | 0.285 | 0 | 0.43077 | 0 | 1 | 1 | 1 | 1 | 1 | 1
| 5273 | 1 | 1 | 1 | 1 | 1 | 0.266 | 0.328 | 0 | 0.43077 | 0 | 1 | 1 | 1 | 1 | 1 | 1
| 5274 | 1 | 1 | 1 | 1 | 1 | 0.096 | 0.388 | 0 | 0.43077 | 0 | 1 | 1 | 1 | 1 | 1 | 1
| 5275 | 1 | 1 | 1 | 1 | 1 | 0.003 | 0.429 | 0 | 0.43077 | 0 | 1 | 1 | 1 | 1 | 1 | 1
| 5276 | 1 | 1 | 1 | 1 | 1 | 0 | 0.432 | 0 | 0.43077 | 0 | 1 | 1 | 1 | 1 | 1 | 1
| 5277 | 1 | 1 | 1 | 1 | 1 | 0 | 0.387 | 0 | 0.43077 | 0 | 1 | 1 | 1 | 1 | 1 | 1
| 5278 | 1 | 1 | 1 | 1 | 1 | 0 | 0.343 | 0 | 0.43077 | 0 | 1 | 1 | 1 | 1 | 1 | 1
| 5279 | 1 | 1 | 1 | 1 | 1 | 0 | 0.299 | 0 | 0.43077 | 0 | 1 | 1 | 1 | 1 | 1 | 1
| 5280 | 1 | 1 | 1 | 1 | 1 | 0 | 0.253 | 0 | 0.43077 | 0 | 1 | 1 | 1 | 1 | 1 | 1
| 5281 | 1 | 1 | 1 | 1 | 1 | 0 | 0.147 | 0 | 0.43077 | 0 | 1 | 1 | 1 | 1 | 1 | 1
| 5282 | 1 | 1 | 1 | 1 | 1 | 0 | 0.053 | 0 | 0.43077 | 0 | 1 | 1 | 1 | 1 | 1 | 1
| 5283 | 1 | 1 | 1 | 1 | 1 | 0 | 0.011 | 0 | 0.43077 | 0 | 1 | 1 | 1 | 1 | 1 | 1
| 5284 | 1 | 1 | 1 | 1 | 1 | 0 | 0.004 | 0 | 0.43077 | 0 | 1 | 1 | 1 | 1 | 1 | 1
| 5285 | 1 | 1 | 1 | 1 | 1 | 0 | 0.005 | 0 | 0.43077 | 0 | 1 | 1 | 1 | 1 | 1 | 1
| 5286 | 1 | 1 | 1 | 1 | 1 | 0 | 0.006 | 0 | 0.43077 | 0 | 1 | 1 | 1 | 1 | 1 | 1
| 5287 | 1 | 1 | 1 | 1 | 1 | 0.005 | 0.002 | 0 | 0.43077 | 0 | 1 | 1 | 1 | 1 | 1 | 1
| 5288 | 1 | 1 | 1 | 1 | 1 | 0.209 | 0.001 | 0 | 0.43077 | 0 | 1 | 1 | 1 | 1 | 1 | 1
| 5289 | 1 | 1 | 1 | 1 | 1 | 0.408 | 0.017 | 0 | 0.43077 | 0 | 1 | 1 | 1 | 1 | 1 | 1
| 5290 | 1 | 1 | 1 | 1 | 1 | 0.561 | 0.045 | 0 | 0.43077 | 0 | 1 | 1 | 1 | 1 | 1 | 1
| 5291 | 1 | 1 | 1 | 1 | 1 | 0.662 | 0.081 | 0 | 0.43077 | 0 | 1 | 1 | 1 | 1 | 1 | 1
| 5292 | 1 | 1 | 1 | 1 | 1 | 0.709 | 0.122 | 0 | 0.43077 | 0 | 1 | 1 | 1 | 1 | 1 | 1
| 5293 | 1 | 1 | 1 | 1 | 1 | 0.72 | 0.151 | 0 | 0.43077 | 0 | 1 | 1 | 1 | 1 | 1 | 1
| 5294 | 1 | 1 | 1 | 1 | 1 | 0.659 | 0.176 | 0 | 0.43077 | 0 | 1 | 1 | 1 | 1 | 1 | 1
| 5295 | 1 | 1 | 1 | 1 | 1 | 0.527 | 0.2 | 0 | 0.43077 | 0 | 1 | 1 | 1 | 1 | 1 | 1
| 5296 | 1 | 1 | 1 | 1 | 1 | 0.41 | 0.228 | 0 | 0.43077 | 0 | 1 | 1 | 1 | 1 | 1 | 1
| 5297 | 1 | 1 | 1 | 1 | 1 | 0.246 | 0.259 | 0 | 0.43077 | 0 | 1 | 1 | 1 | 1 | 1 | 1
| 5298 | 1 | 1 | 1 | 1 | 1 | 0.106 | 0.312 | 0 | 0.43077 | 0 | 1 | 1 | 1 | 1 | 1 | 1
| 5299 | 1 | 1 | 1 | 1 | 1 | 0.004 | 0.432 | 0 | 0.43077 | 0 | 1 | 1 | 1 | 1 | 1 | 1
| 5300 | 1 | 1 | 1 | 1 | 1 | 0 | 0.514 | 0 | 0.43077 | 0 | 1 | 1 | 1 | 1 | 1 | 1
| 5301 | 1 | 1 | 1 | 1 | 1 | 0 | 0.506 | 0 | 0.43077 | 0 | 1 | 1 | 1 | 1 | 1 | 1
| 5302 | 1 | 1 | 1 | 1 | 1 | 0 | 0.442 | 0 | 0.43077 | 0 | 1 | 1 | 1 | 1 | 1 | 1
| 5303 | 1 | 1 | 1 | 1 | 1 | 0 | 0.308 | 0 | 0.43077 | 0 | 1 | 1 | 1 | 1 | 1 | 1
| 5304 | 1 | 1 | 1 | 1 | 1 | 0 | 0.227 | 0 | 0.43077 | 0 | 1 | 1 | 1 | 1 | 1 | 1
| 5305 | 1 | 1 | 1 | 1 | 1 | 0 | 0.13 | 0 | 0.43077 | 0 | 1 | 1 | 1 | 1 | 1 | 1
| 5306 | 1 | 1 | 1 | 1 | 1 | 0 | 0.063 | 0 | 0.43077 | 0 | 1 | 1 | 1 | 1 | 1 | 1
| 5307 | 1 | 1 | 1 | 1 | 1 | 0 | 0.03 | 0 | 0.43077 | 0 | 1 | 1 | 1 | 1 | 1 | 1
| 5308 | 1 | 1 | 1 | 1 | 1 | 0 | 0.012 | 0 | 0.43077 | 0 | 1 | 1 | 1 | 1 | 1 | 1
| 5309 | 1 | 1 | 1 | 1 | 1 | 0 | 0.004 | 0 | 0.43077 | 0 | 1 | 1 | 1 | 1 | 1 | 1
| 5310 | 1 | 1 | 1 | 1 | 1 | 0 | 0.002 | 0 | 0.43077 | 0 | 1 | 1 | 1 | 1 | 1 | 1
| 5311 | 1 | 1 | 1 | 1 | 1 | 0.003 | 0.002 | 0 | 0.43077 | 0 | 1 | 1 | 1 | 1 | 1 | 1
| 5312 | 1 | 1 | 1 | 1 | 1 | 0.163 | 0.007 | 0 | 0.43077 | 0 | 1 | 1 | 1 | 1 | 1 | 1
| 5313 | 1 | 1 | 1 | 1 | 1 | 0.44 | 0.027 | 0 | 0.43077 | 0 | 1 | 1 | 1 | 1 | 1 | 1
| 5314 | 1 | 1 | 1 | 1 | 1 | 0.593 | 0.041 | 0 | 0.43077 | 0 | 1 | 1 | 1 | 1 | 1 | 1
| 5315 | 1 | 1 | 1 | 1 | 1 | 0.694 | 0.063 | 0 | 0.43077 | 0 | 1 | 1 | 1 | 1 | 1 | 1
| 5316 | 1 | 1 | 1 | 1 | 1 | 0.751 | 0.092 | 0 | 0.43077 | 0 | 1 | 1 | 1 | 1 | 1 | 1
| 5317 | 1 | 1 | 1 | 1 | 1 | 0.767 | 0.105 | 0 | 0.43077 | 0 | 1 | 1 | 1 | 1 | 1 | 1
| 5318 | 1 | 1 | 1 | 1 | 1 | 0.742 | 0.104 | 0 | 0.43077 | 0 | 1 | 1 | 1 | 1 | 1 | 1
| 5319 | 1 | 1 | 1 | 1 | 1 | 0.674 | 0.106 | 0 | 0.43077 | 0 | 1 | 1 | 1 | 1 | 1 | 1
| 5320 | 1 | 1 | 1 | 1 | 1 | 0.533 | 0.11 | 0 | 0.43077 | 0 | 1 | 1 | 1 | 1 | 1 | 1
| 5321 | 1 | 1 | 1 | 1 | 1 | 0.314 | 0.118 | 0 | 0.43077 | 0 | 1 | 1 | 1 | 1 | 1 | 1
| 5322 | 1 | 1 | 1 | 1 | 1 | 0.125 | 0.137 | 0 | 0.43077 | 0 | 1 | 1 | 1 | 1 | 1 | 1
| 5323 | 1 | 1 | 1 | 1 | 1 | 0.004 | 0.224 | 0 | 0.43077 | 0 | 1 | 1 | 1 | 1 | 1 | 1
| 5324 | 1 | 1 | 1 | 1 | 1 | 0 | 0.344 | 0 | 0.43077 | 0 | 1 | 1 | 1 | 1 | 1 | 1
| 5325 | 1 | 1 | 1 | 1 | 1 | 0 | 0.355 | 0 | 0.43077 | 0 | 1 | 1 | 1 | 1 | 1 | 1
| 5326 | 1 | 1 | 1 | 1 | 1 | 0 | 0.416 | 0 | 0.43077 | 0 | 1 | 1 | 1 | 1 | 1 | 1
| 5327 | 1 | 1 | 1 | 1 | 1 | 0 | 0.398 | 0 | 0.43077 | 0 | 1 | 1 | 1 | 1 | 1 | 1
| 5328 | 1 | 1 | 1 | 1 | 1 | 0 | 0.32 | 0 | 0.43077 | 0 | 1 | 1 | 1 | 1 | 1 | 1
| 5329 | 1 | 1 | 1 | 1 | 1 | 0 | 0.233 | 0 | 0.43077 | 0 | 1 | 1 | 1 | 1 | 1 | 1
| 5330 | 1 | 1 | 1 | 1 | 1 | 0 | 0.163 | 0 | 0.43077 | 0 | 1 | 1 | 1 | 1 | 1 | 1
| 5331 | 1 | 1 | 1 | 1 | 1 | 0 | 0.118 | 0 | 0.43077 | 0 | 1 | 1 | 1 | 1 | 1 | 1
| 5332 | 1 | 1 | 1 | 1 | 1 | 0 | 0.094 | 0 | 0.43077 | 0 | 1 | 1 | 1 | 1 | 1 | 1
| 5333 | 1 | 1 | 1 | 1 | 1 | 0 | 0.074 | 0 | 0.43077 | 0 | 1 | 1 | 1 | 1 | 1 | 1
| 5334 | 1 | 1 | 1 | 1 | 1 | 0 | 0.07 | 0 | 0.43077 | 0 | 1 | 1 | 1 | 1 | 1 | 1
| 5335 | 1 | 1 | 1 | 1 | 1 | 0.002 | 0.082 | 0 | 0.43077 | 0 | 1 | 1 | 1 | 1 | 1 | 1
| 5336 | 1 | 1 | 1 | 1 | 1 | 0.118 | 0.141 | 0 | 0.43077 | 0 | 1 | 1 | 1 | 1 | 1 | 1
| 5337 | 1 | 1 | 1 | 1 | 1 | 0.291 | 0.14 | 0 | 0.43077 | 0 | 1 | 1 | 1 | 1 | 1 | 1
| 5338 | 1 | 1 | 1 | 1 | 1 | 0.499 | 0.086 | 0 | 0.43077 | 0 | 1 | 1 | 1 | 1 | 1 | 1
| 5339 | 1 | 1 | 1 | 1 | 1 | 0.62 | 0.048 | 0 | 0.43077 | 0 | 1 | 1 | 1 | 1 | 1 | 1
| 5340 | 1 | 1 | 1 | 1 | 1 | 0.693 | 0.039 | 0 | 0.43077 | 0 | 1 | 1 | 1 | 1 | 1 | 1
| 5341 | 1 | 1 | 1 | 1 | 1 | 0.705 | 0.037 | 0 | 0.43077 | 0 | 1 | 1 | 1 | 1 | 1 | 1
| 5342 | 1 | 1 | 1 | 1 | 1 | 0.631 | 0.041 | 0 | 0.43077 | 0 | 1 | 1 | 1 | 1 | 1 | 1
| 5343 | 1 | 1 | 1 | 1 | 1 | 0.562 | 0.047 | 0 | 0.43077 | 0 | 1 | 1 | 1 | 1 | 1 | 1
| 5344 | 1 | 1 | 1 | 1 | 1 | 0.447 | 0.057 | 0 | 0.43077 | 0 | 1 | 1 | 1 | 1 | 1 | 1
| 5345 | 1 | 1 | 1 | 1 | 1 | 0.289 | 0.073 | 0 | 0.43077 | 0 | 1 | 1 | 1 | 1 | 1 | 1
| 5346 | 1 | 1 | 1 | 1 | 1 | 0.128 | 0.097 | 0 | 0.43077 | 0 | 1 | 1 | 1 | 1 | 1 | 1
| 5347 | 1 | 1 | 1 | 1 | 1 | 0.004 | 0.148 | 0 | 0.43077 | 0 | 1 | 1 | 1 | 1 | 1 | 1
| 5348 | 1 | 1 | 1 | 1 | 1 | 0 | 0.22 | 0 | 0.43077 | 0 | 1 | 1 | 1 | 1 | 1 | 1
| 5349 | 1 | 1 | 1 | 1 | 1 | 0 | 0.28 | 0 | 0.43077 | 0 | 1 | 1 | 1 | 1 | 1 | 1
| 5350 | 1 | 1 | 1 | 1 | 1 | 0 | 0.287 | 0 | 0.43077 | 0 | 1 | 1 | 1 | 1 | 1 | 1
| 5351 | 1 | 1 | 1 | 1 | 1 | 0 | 0.279 | 0 | 0.43077 | 0 | 1 | 1 | 1 | 1 | 1 | 1
| 5352 | 1 | 1 | 1 | 1 | 1 | 0 | 0.261 | 0 | 0.43077 | 0 | 1 | 1 | 1 | 1 | 1 | 1
| 5353 | 1 | 1 | 1 | 1 | 1 | 0 | 0.21 | 0 | 0.43077 | 0 | 1 | 1 | 1 | 1 | 1 | 1
| 5354 | 1 | 1 | 1 | 1 | 1 | 0 | 0.137 | 0 | 0.43077 | 0 | 1 | 1 | 1 | 1 | 1 | 1
| 5355 | 1 | 1 | 1 | 1 | 1 | 0 | 0.08 | 0 | 0.43077 | 0 | 1 | 1 | 1 | 1 | 1 | 1
| 5356 | 1 | 1 | 1 | 1 | 1 | 0 | 0.049 | 0 | 0.43077 | 0 | 1 | 1 | 1 | 1 | 1 | 1
| 5357 | 1 | 1 | 1 | 1 | 1 | 0 | 0.034 | 0 | 0.43077 | 0 | 1 | 1 | 1 | 1 | 1 | 1
| 5358 | 1 | 1 | 1 | 1 | 1 | 0 | 0.026 | 0 | 0.43077 | 0 | 1 | 1 | 1 | 1 | 1 | 1
| 5359 | 1 | 1 | 1 | 1 | 1 | 0.001 | 0.023 | 0 | 0.43077 | 0 | 1 | 1 | 1 | 1 | 1 | 1
| 5360 | 1 | 1 | 1 | 1 | 1 | 0.107 | 0.025 | 0 | 0.43077 | 0 | 1 | 1 | 1 | 1 | 1 | 1
| 5361 | 1 | 1 | 1 | 1 | 1 | 0.288 | 0.036 | 0 | 0.43077 | 0 | 1 | 1 | 1 | 1 | 1 | 1
| 5362 | 1 | 1 | 1 | 1 | 1 | 0.373 | 0.053 | 0 | 0.43077 | 0 | 1 | 1 | 1 | 1 | 1 | 1
| 5363 | 1 | 1 | 1 | 1 | 1 | 0.376 | 0.054 | 0 | 0.43077 | 0 | 1 | 1 | 1 | 1 | 1 | 1
| 5364 | 1 | 1 | 1 | 1 | 1 | 0.389 | 0.048 | 0 | 0.43077 | 0 | 1 | 1 | 1 | 1 | 1 | 1
| 5365 | 1 | 1 | 1 | 1 | 1 | 0.383 | 0.038 | 0 | 0.43077 | 0 | 1 | 1 | 1 | 1 | 1 | 1
| 5366 | 1 | 1 | 1 | 1 | 1 | 0.386 | 0.03 | 0 | 0.43077 | 0 | 1 | 1 | 1 | 1 | 1 | 1
| 5367 | 1 | 1 | 1 | 1 | 1 | 0.361 | 0.026 | 0 | 0.43077 | 0 | 1 | 1 | 1 | 1 | 1 | 1
| 5368 | 1 | 1 | 1 | 1 | 1 | 0.311 | 0.025 | 0 | 0.43077 | 0 | 1 | 1 | 1 | 1 | 1 | 1
| 5369 | 1 | 1 | 1 | 1 | 1 | 0.212 | 0.03 | 0 | 0.43077 | 0 | 1 | 1 | 1 | 1 | 1 | 1
| 5370 | 1 | 1 | 1 | 1 | 1 | 0.076 | 0.036 | 0 | 0.43077 | 0 | 1 | 1 | 1 | 1 | 1 | 1
| 5371 | 1 | 1 | 1 | 1 | 1 | 0.002 | 0.053 | 0 | 0.43077 | 0 | 1 | 1 | 1 | 1 | 1 | 1
| 5372 | 1 | 1 | 1 | 1 | 1 | 0 | 0.101 | 0 | 0.43077 | 0 | 1 | 1 | 1 | 1 | 1 | 1
| 5373 | 1 | 1 | 1 | 1 | 1 | 0 | 0.174 | 0 | 0.43077 | 0 | 1 | 1 | 1 | 1 | 1 | 1
| 5374 | 1 | 1 | 1 | 1 | 1 | 0 | 0.401 | 0 | 0.43077 | 0 | 1 | 1 | 1 | 1 | 1 | 1
| 5375 | 1 | 1 | 1 | 1 | 1 | 0 | 0.532 | 0 | 0.43077 | 0 | 1 | 1 | 1 | 1 | 1 | 1
| 5376 | 1 | 1 | 1 | 1 | 1 | 0 | 0.404 | 0 | 0.43077 | 0 | 1 | 1 | 1 | 1 | 1 | 1
| 5377 | 1 | 1 | 1 | 1 | 1 | 0 | 0.212 | 0 | 0.43077 | 0 | 1 | 1 | 1 | 1 | 1 | 1
| 5378 | 1 | 1 | 1 | 1 | 1 | 0 | 0.092 | 0 | 0.43077 | 0 | 1 | 1 | 1 | 1 | 1 | 1
| 5379 | 1 | 1 | 1 | 1 | 1 | 0 | 0.034 | 0 | 0.43077 | 0 | 1 | 1 | 1 | 1 | 1 | 1
| 5380 | 1 | 1 | 1 | 1 | 1 | 0 | 0.016 | 0 | 0.43077 | 0 | 1 | 1 | 1 | 1 | 1 | 1
| 5381 | 1 | 1 | 1 | 1 | 1 | 0 | 0.014 | 0 | 0.43077 | 0 | 1 | 1 | 1 | 1 | 1 | 1
| 5382 | 1 | 1 | 1 | 1 | 1 | 0 | 0.018 | 0 | 0.43077 | 0 | 1 | 1 | 1 | 1 | 1 | 1
| 5383 | 1 | 1 | 1 | 1 | 1 | 0.002 | 0.027 | 0 | 0.43077 | 0 | 1 | 1 | 1 | 1 | 1 | 1
| 5384 | 1 | 1 | 1 | 1 | 1 | 0.132 | 0.037 | 0 | 0.43077 | 0 | 1 | 1 | 1 | 1 | 1 | 1
| 5385 | 1 | 1 | 1 | 1 | 1 | 0.4 | 0.026 | 0 | 0.43077 | 0 | 1 | 1 | 1 | 1 | 1 | 1
| 5386 | 1 | 1 | 1 | 1 | 1 | 0.571 | 0.017 | 0 | 0.43077 | 0 | 1 | 1 | 1 | 1 | 1 | 1
| 5387 | 1 | 1 | 1 | 1 | 1 | 0.68 | 0.016 | 0 | 0.43077 | 0 | 1 | 1 | 1 | 1 | 1 | 1
| 5388 | 1 | 1 | 1 | 1 | 1 | 0.735 | 0.017 | 0 | 0.43077 | 0 | 1 | 1 | 1 | 1 | 1 | 1
| 5389 | 1 | 1 | 1 | 1 | 1 | 0.737 | 0.021 | 0 | 0.43077 | 0 | 1 | 1 | 1 | 1 | 1 | 1
| 5390 | 1 | 1 | 1 | 1 | 1 | 0.681 | 0.03 | 0 | 0.43077 | 0 | 1 | 1 | 1 | 1 | 1 | 1
| 5391 | 1 | 1 | 1 | 1 | 1 | 0.558 | 0.041 | 0 | 0.43077 | 0 | 1 | 1 | 1 | 1 | 1 | 1
| 5392 | 1 | 1 | 1 | 1 | 1 | 0.37 | 0.054 | 0 | 0.43077 | 0 | 1 | 1 | 1 | 1 | 1 | 1
| 5393 | 1 | 1 | 1 | 1 | 1 | 0.229 | 0.076 | 0 | 0.43077 | 0 | 1 | 1 | 1 | 1 | 1 | 1
| 5394 | 1 | 1 | 1 | 1 | 1 | 0.079 | 0.132 | 0 | 0.43077 | 0 | 1 | 1 | 1 | 1 | 1 | 1
| 5395 | 1 | 1 | 1 | 1 | 1 | 0.001 | 0.223 | 0 | 0.43077 | 0 | 1 | 1 | 1 | 1 | 1 | 1
| 5396 | 1 | 1 | 1 | 1 | 1 | 0 | 0.29 | 0 | 0.43077 | 0 | 1 | 1 | 1 | 1 | 1 | 1
| 5397 | 1 | 1 | 1 | 1 | 1 | 0 | 0.393 | 0 | 0.43077 | 0 | 1 | 1 | 1 | 1 | 1 | 1
| 5398 | 1 | 1 | 1 | 1 | 1 | 0 | 0.519 | 0 | 0.43077 | 0 | 1 | 1 | 1 | 1 | 1 | 1
| 5399 | 1 | 1 | 1 | 1 | 1 | 0 | 0.51 | 0 | 0.43077 | 0 | 1 | 1 | 1 | 1 | 1 | 1
| 5400 | 1 | 1 | 1 | 1 | 1 | 0 | 0.348 | 0 | 0.43077 | 0 | 1 | 1 | 1 | 1 | 1 | 1
| 5401 | 1 | 1 | 1 | 1 | 1 | 0 | 0.17 | 0 | 0.43077 | 0 | 1 | 1 | 1 | 1 | 1 | 1
| 5402 | 1 | 1 | 1 | 1 | 1 | 0 | 0.084 | 0 | 0.43077 | 0 | 1 | 1 | 1 | 1 | 1 | 1
| 5403 | 1 | 1 | 1 | 1 | 1 | 0 | 0.045 | 0 | 0.43077 | 0 | 1 | 1 | 1 | 1 | 1 | 1
| 5404 | 1 | 1 | 1 | 1 | 1 | 0 | 0.017 | 0 | 0.43077 | 0 | 1 | 1 | 1 | 1 | 1 | 1
| 5405 | 1 | 1 | 1 | 1 | 1 | 0 | 0.005 | 0 | 0.43077 | 0 | 1 | 1 | 1 | 1 | 1 | 1
| 5406 | 1 | 1 | 1 | 1 | 1 | 0 | 0.001 | 0 | 0.43077 | 0 | 1 | 1 | 1 | 1 | 1 | 1
| 5407 | 1 | 1 | 1 | 1 | 1 | 0.002 | 0.001 | 0 | 0.43077 | 0 | 1 | 1 | 1 | 1 | 1 | 1
| 5408 | 1 | 1 | 1 | 1 | 1 | 0.115 | 0.004 | 0 | 0.43077 | 0 | 1 | 1 | 1 | 1 | 1 | 1
| 5409 | 1 | 1 | 1 | 1 | 1 | 0.317 | 0.017 | 0 | 0.43077 | 0 | 1 | 1 | 1 | 1 | 1 | 1
| 5410 | 1 | 1 | 1 | 1 | 1 | 0.501 | 0.025 | 0 | 0.43077 | 0 | 1 | 1 | 1 | 1 | 1 | 1
| 5411 | 1 | 1 | 1 | 1 | 1 | 0.598 | 0.032 | 0 | 0.43077 | 0 | 1 | 1 | 1 | 1 | 1 | 1
| 5412 | 1 | 1 | 1 | 1 | 1 | 0.64 | 0.032 | 0 | 0.43077 | 0 | 1 | 1 | 1 | 1 | 1 | 1
| 5413 | 1 | 1 | 1 | 1 | 1 | 0.629 | 0.034 | 0 | 0.43077 | 0 | 1 | 1 | 1 | 1 | 1 | 1
| 5414 | 1 | 1 | 1 | 1 | 1 | 0.565 | 0.036 | 0 | 0.43077 | 0 | 1 | 1 | 1 | 1 | 1 | 1
| 5415 | 1 | 1 | 1 | 1 | 1 | 0.403 | 0.035 | 0 | 0.43077 | 0 | 1 | 1 | 1 | 1 | 1 | 1
| 5416 | 1 | 1 | 1 | 1 | 1 | 0.285 | 0.029 | 0 | 0.43077 | 0 | 1 | 1 | 1 | 1 | 1 | 1
| 5417 | 1 | 1 | 1 | 1 | 1 | 0.176 | 0.026 | 0 | 0.43077 | 0 | 1 | 1 | 1 | 1 | 1 | 1
| 5418 | 1 | 1 | 1 | 1 | 1 | 0.069 | 0.036 | 0 | 0.43077 | 0 | 1 | 1 | 1 | 1 | 1 | 1
| 5419 | 1 | 1 | 1 | 1 | 1 | 0.001 | 0.054 | 0 | 0.43077 | 0 | 1 | 1 | 1 | 1 | 1 | 1
| 5420 | 1 | 1 | 1 | 1 | 1 | 0 | 0.076 | 0 | 0.43077 | 0 | 1 | 1 | 1 | 1 | 1 | 1
| 5421 | 1 | 1 | 1 | 1 | 1 | 0 | 0.107 | 0 | 0.43077 | 0 | 1 | 1 | 1 | 1 | 1 | 1
| 5422 | 1 | 1 | 1 | 1 | 1 | 0 | 0.191 | 0 | 0.43077 | 0 | 1 | 1 | 1 | 1 | 1 | 1
| 5423 | 1 | 1 | 1 | 1 | 1 | 0 | 0.356 | 0 | 0.43077 | 0 | 1 | 1 | 1 | 1 | 1 | 1
| 5424 | 1 | 1 | 1 | 1 | 1 | 0 | 0.394 | 0 | 0.43077 | 0 | 1 | 1 | 1 | 1 | 1 | 1
| 5425 | 1 | 1 | 1 | 1 | 1 | 0 | 0.276 | 0 | 0.43077 | 0 | 1 | 1 | 1 | 1 | 1 | 1
| 5426 | 1 | 1 | 1 | 1 | 1 | 0 | 0.16 | 0 | 0.43077 | 0 | 1 | 1 | 1 | 1 | 1 | 1
| 5427 | 1 | 1 | 1 | 1 | 1 | 0 | 0.077 | 0 | 0.43077 | 0 | 1 | 1 | 1 | 1 | 1 | 1
| 5428 | 1 | 1 | 1 | 1 | 1 | 0 | 0.038 | 0 | 0.43077 | 0 | 1 | 1 | 1 | 1 | 1 | 1
| 5429 | 1 | 1 | 1 | 1 | 1 | 0 | 0.017 | 0 | 0.43077 | 0 | 1 | 1 | 1 | 1 | 1 | 1
| 5430 | 1 | 1 | 1 | 1 | 1 | 0 | 0.007 | 0 | 0.43077 | 0 | 1 | 1 | 1 | 1 | 1 | 1
| 5431 | 1 | 1 | 1 | 1 | 1 | 0.002 | 0.003 | 0 | 0.43077 | 0 | 1 | 1 | 1 | 1 | 1 | 1
| 5432 | 1 | 1 | 1 | 1 | 1 | 0.133 | 0.003 | 0 | 0.43077 | 0 | 1 | 1 | 1 | 1 | 1 | 1
| 5433 | 1 | 1 | 1 | 1 | 1 | 0.344 | 0.018 | 0 | 0.43077 | 0 | 1 | 1 | 1 | 1 | 1 | 1
| 5434 | 1 | 1 | 1 | 1 | 1 | 0.499 | 0.036 | 0 | 0.43077 | 0 | 1 | 1 | 1 | 1 | 1 | 1
| 5435 | 1 | 1 | 1 | 1 | 1 | 0.624 | 0.05 | 0 | 0.43077 | 0 | 1 | 1 | 1 | 1 | 1 | 1
| 5436 | 1 | 1 | 1 | 1 | 1 | 0.656 | 0.059 | 0 | 0.43077 | 0 | 1 | 1 | 1 | 1 | 1 | 1
| 5437 | 1 | 1 | 1 | 1 | 1 | 0.668 | 0.059 | 0 | 0.43077 | 0 | 1 | 1 | 1 | 1 | 1 | 1
| 5438 | 1 | 1 | 1 | 1 | 1 | 0.589 | 0.055 | 0 | 0.43077 | 0 | 1 | 1 | 1 | 1 | 1 | 1
| 5439 | 1 | 1 | 1 | 1 | 1 | 0.508 | 0.058 | 0 | 0.43077 | 0 | 1 | 1 | 1 | 1 | 1 | 1
| 5440 | 1 | 1 | 1 | 1 | 1 | 0.351 | 0.079 | 0 | 0.43077 | 0 | 1 | 1 | 1 | 1 | 1 | 1
| 5441 | 1 | 1 | 1 | 1 | 1 | 0.217 | 0.109 | 0 | 0.43077 | 0 | 1 | 1 | 1 | 1 | 1 | 1
| 5442 | 1 | 1 | 1 | 1 | 1 | 0.095 | 0.146 | 0 | 0.43077 | 0 | 1 | 1 | 1 | 1 | 1 | 1
| 5443 | 1 | 1 | 1 | 1 | 1 | 0.003 | 0.185 | 0 | 0.43077 | 0 | 1 | 1 | 1 | 1 | 1 | 1
| 5444 | 1 | 1 | 1 | 1 | 1 | 0 | 0.245 | 0 | 0.43077 | 0 | 1 | 1 | 1 | 1 | 1 | 1
| 5445 | 1 | 1 | 1 | 1 | 1 | 0 | 0.332 | 0 | 0.43077 | 0 | 1 | 1 | 1 | 1 | 1 | 1
| 5446 | 1 | 1 | 1 | 1 | 1 | 0 | 0.449 | 0 | 0.43077 | 0 | 1 | 1 | 1 | 1 | 1 | 1
| 5447 | 1 | 1 | 1 | 1 | 1 | 0 | 0.5 | 0 | 0.43077 | 0 | 1 | 1 | 1 | 1 | 1 | 1
| 5448 | 1 | 1 | 1 | 1 | 1 | 0 | 0.471 | 0 | 0.43077 | 0 | 1 | 1 | 1 | 1 | 1 | 1
| 5449 | 1 | 1 | 1 | 1 | 1 | 0 | 0.36 | 0 | 0.43077 | 0 | 1 | 1 | 1 | 1 | 1 | 1
| 5450 | 1 | 1 | 1 | 1 | 1 | 0 | 0.2 | 0 | 0.43077 | 0 | 1 | 1 | 1 | 1 | 1 | 1
| 5451 | 1 | 1 | 1 | 1 | 1 | 0 | 0.096 | 0 | 0.43077 | 0 | 1 | 1 | 1 | 1 | 1 | 1
| 5452 | 1 | 1 | 1 | 1 | 1 | 0 | 0.046 | 0 | 0.43077 | 0 | 1 | 1 | 1 | 1 | 1 | 1
| 5453 | 1 | 1 | 1 | 1 | 1 | 0 | 0.026 | 0 | 0.43077 | 0 | 1 | 1 | 1 | 1 | 1 | 1
| 5454 | 1 | 1 | 1 | 1 | 1 | 0 | 0.014 | 0 | 0.43077 | 0 | 1 | 1 | 1 | 1 | 1 | 1
| 5455 | 1 | 1 | 1 | 1 | 1 | 0.001 | 0.014 | 0 | 0.43077 | 0 | 1 | 1 | 1 | 1 | 1 | 1
| 5456 | 1 | 1 | 1 | 1 | 1 | 0.084 | 0.069 | 0 | 0.43077 | 0 | 1 | 1 | 1 | 1 | 1 | 1
| 5457 | 1 | 1 | 1 | 1 | 1 | 0.23 | 0.155 | 0 | 0.43077 | 0 | 1 | 1 | 1 | 1 | 1 | 1
| 5458 | 1 | 1 | 1 | 1 | 1 | 0.429 | 0.127 | 0 | 0.43077 | 0 | 1 | 1 | 1 | 1 | 1 | 1
| 5459 | 1 | 1 | 1 | 1 | 1 | 0.566 | 0.08 | 0 | 0.43077 | 0 | 1 | 1 | 1 | 1 | 1 | 1
| 5460 | 1 | 1 | 1 | 1 | 1 | 0.642 | 0.059 | 0 | 0.43077 | 0 | 1 | 1 | 1 | 1 | 1 | 1
| 5461 | 1 | 1 | 1 | 1 | 1 | 0.64 | 0.045 | 0 | 0.43077 | 0 | 1 | 1 | 1 | 1 | 1 | 1
| 5462 | 1 | 1 | 1 | 1 | 1 | 0.569 | 0.037 | 0 | 0.43077 | 0 | 1 | 1 | 1 | 1 | 1 | 1
| 5463 | 1 | 1 | 1 | 1 | 1 | 0.5 | 0.037 | 0 | 0.43077 | 0 | 1 | 1 | 1 | 1 | 1 | 1
| 5464 | 1 | 1 | 1 | 1 | 1 | 0.329 | 0.047 | 0 | 0.43077 | 0 | 1 | 1 | 1 | 1 | 1 | 1
| 5465 | 1 | 1 | 1 | 1 | 1 | 0.236 | 0.063 | 0 | 0.43077 | 0 | 1 | 1 | 1 | 1 | 1 | 1
| 5466 | 1 | 1 | 1 | 1 | 1 | 0.141 | 0.077 | 0 | 0.43077 | 0 | 1 | 1 | 1 | 1 | 1 | 1
| 5467 | 1 | 1 | 1 | 1 | 1 | 0.003 | 0.102 | 0 | 0.43077 | 0 | 1 | 1 | 1 | 1 | 1 | 1
| 5468 | 1 | 1 | 1 | 1 | 1 | 0 | 0.137 | 0 | 0.43077 | 0 | 1 | 1 | 1 | 1 | 1 | 1
| 5469 | 1 | 1 | 1 | 1 | 1 | 0 | 0.181 | 0 | 0.43077 | 0 | 1 | 1 | 1 | 1 | 1 | 1
| 5470 | 1 | 1 | 1 | 1 | 1 | 0 | 0.223 | 0 | 0.43077 | 0 | 1 | 1 | 1 | 1 | 1 | 1
| 5471 | 1 | 1 | 1 | 1 | 1 | 0 | 0.236 | 0 | 0.43077 | 0 | 1 | 1 | 1 | 1 | 1 | 1
| 5472 | 1 | 1 | 1 | 1 | 1 | 0 | 0.214 | 0 | 0.43077 | 0 | 1 | 1 | 1 | 1 | 1 | 1
| 5473 | 1 | 1 | 1 | 1 | 1 | 0 | 0.182 | 0 | 0.43077 | 0 | 1 | 1 | 1 | 1 | 1 | 1
| 5474 | 1 | 1 | 1 | 1 | 1 | 0 | 0.14 | 0 | 0.43077 | 0 | 1 | 1 | 1 | 1 | 1 | 1
| 5475 | 1 | 1 | 1 | 1 | 1 | 0 | 0.1 | 0 | 0.43077 | 0 | 1 | 1 | 1 | 1 | 1 | 1
| 5476 | 1 | 1 | 1 | 1 | 1 | 0 | 0.056 | 0 | 0.43077 | 0 | 1 | 1 | 1 | 1 | 1 | 1
| 5477 | 1 | 1 | 1 | 1 | 1 | 0 | 0.022 | 0 | 0.43077 | 0 | 1 | 1 | 1 | 1 | 1 | 1
| 5478 | 1 | 1 | 1 | 1 | 1 | 0 | 0.007 | 0 | 0.43077 | 0 | 1 | 1 | 1 | 1 | 1 | 1
| 5479 | 1 | 1 | 1 | 1 | 1 | 0.002 | 0.002 | 0 | 0.43077 | 0 | 1 | 1 | 1 | 1 | 1 | 1
| 5480 | 1 | 1 | 1 | 1 | 1 | 0.118 | 0.002 | 0 | 0.43077 | 0 | 1 | 1 | 1 | 1 | 1 | 1
| 5481 | 1 | 1 | 1 | 1 | 1 | 0.309 | 0.012 | 0 | 0.43077 | 0 | 1 | 1 | 1 | 1 | 1 | 1
| 5482 | 1 | 1 | 1 | 1 | 1 | 0.452 | 0.016 | 0 | 0.43077 | 0 | 1 | 1 | 1 | 1 | 1 | 1
| 5483 | 1 | 1 | 1 | 1 | 1 | 0.565 | 0.011 | 0 | 0.43077 | 0 | 1 | 1 | 1 | 1 | 1 | 1
| 5484 | 1 | 1 | 1 | 1 | 1 | 0.666 | 0.011 | 0 | 0.43077 | 0 | 1 | 1 | 1 | 1 | 1 | 1
| 5485 | 1 | 1 | 1 | 1 | 1 | 0.677 | 0.013 | 0 | 0.43077 | 0 | 1 | 1 | 1 | 1 | 1 | 1
| 5486 | 1 | 1 | 1 | 1 | 1 | 0.628 | 0.017 | 0 | 0.43077 | 0 | 1 | 1 | 1 | 1 | 1 | 1
| 5487 | 1 | 1 | 1 | 1 | 1 | 0.541 | 0.024 | 0 | 0.43077 | 0 | 1 | 1 | 1 | 1 | 1 | 1
| 5488 | 1 | 1 | 1 | 1 | 1 | 0.4 | 0.034 | 0 | 0.43077 | 0 | 1 | 1 | 1 | 1 | 1 | 1
| 5489 | 1 | 1 | 1 | 1 | 1 | 0.219 | 0.051 | 0 | 0.43077 | 0 | 1 | 1 | 1 | 1 | 1 | 1
| 5490 | 1 | 1 | 1 | 1 | 1 | 0.094 | 0.081 | 0 | 0.43077 | 0 | 1 | 1 | 1 | 1 | 1 | 1
| 5491 | 1 | 1 | 1 | 1 | 1 | 0.002 | 0.117 | 0 | 0.43077 | 0 | 1 | 1 | 1 | 1 | 1 | 1
| 5492 | 1 | 1 | 1 | 1 | 1 | 0 | 0.146 | 0 | 0.43077 | 0 | 1 | 1 | 1 | 1 | 1 | 1
| 5493 | 1 | 1 | 1 | 1 | 1 | 0 | 0.187 | 0 | 0.43077 | 0 | 1 | 1 | 1 | 1 | 1 | 1
| 5494 | 1 | 1 | 1 | 1 | 1 | 0 | 0.209 | 0 | 0.43077 | 0 | 1 | 1 | 1 | 1 | 1 | 1
| 5495 | 1 | 1 | 1 | 1 | 1 | 0 | 0.227 | 0 | 0.43077 | 0 | 1 | 1 | 1 | 1 | 1 | 1
| 5496 | 1 | 1 | 1 | 1 | 1 | 0 | 0.218 | 0 | 0.43077 | 0 | 1 | 1 | 1 | 1 | 1 | 1
| 5497 | 1 | 1 | 1 | 1 | 1 | 0 | 0.144 | 0 | 0.43077 | 0 | 1 | 1 | 1 | 1 | 1 | 1
| 5498 | 1 | 1 | 1 | 1 | 1 | 0 | 0.077 | 0 | 0.43077 | 0 | 1 | 1 | 1 | 1 | 1 | 1
| 5499 | 1 | 1 | 1 | 1 | 1 | 0 | 0.036 | 0 | 0.43077 | 0 | 1 | 1 | 1 | 1 | 1 | 1
| 5500 | 1 | 1 | 1 | 1 | 1 | 0 | 0.013 | 0 | 0.43077 | 0 | 1 | 1 | 1 | 1 | 1 | 1
| 5501 | 1 | 1 | 1 | 1 | 1 | 0 | 0.004 | 0 | 0.43077 | 0 | 1 | 1 | 1 | 1 | 1 | 1
| 5502 | 1 | 1 | 1 | 1 | 1 | 0 | 0.002 | 0 | 0.43077 | 0 | 1 | 1 | 1 | 1 | 1 | 1
| 5503 | 1 | 1 | 1 | 1 | 1 | 0.001 | 0.001 | 0 | 0.43077 | 0 | 1 | 1 | 1 | 1 | 1 | 1
| 5504 | 1 | 1 | 1 | 1 | 1 | 0.106 | 0.004 | 0 | 0.43077 | 0 | 1 | 1 | 1 | 1 | 1 | 1
| 5505 | 1 | 1 | 1 | 1 | 1 | 0.283 | 0.023 | 0 | 0.43077 | 0 | 1 | 1 | 1 | 1 | 1 | 1
| 5506 | 1 | 1 | 1 | 1 | 1 | 0.492 | 0.057 | 0 | 0.43077 | 0 | 1 | 1 | 1 | 1 | 1 | 1
| 5507 | 1 | 1 | 1 | 1 | 1 | 0.586 | 0.08 | 0 | 0.43077 | 0 | 1 | 1 | 1 | 1 | 1 | 1
| 5508 | 1 | 1 | 1 | 1 | 1 | 0.607 | 0.084 | 0 | 0.43077 | 0 | 1 | 1 | 1 | 1 | 1 | 1
| 5509 | 1 | 1 | 1 | 1 | 1 | 0.651 | 0.072 | 0 | 0.43077 | 0 | 1 | 1 | 1 | 1 | 1 | 1
| 5510 | 1 | 1 | 1 | 1 | 1 | 0.534 | 0.063 | 0 | 0.43077 | 0 | 1 | 1 | 1 | 1 | 1 | 1
| 5511 | 1 | 1 | 1 | 1 | 1 | 0.477 | 0.069 | 0 | 0.43077 | 0 | 1 | 1 | 1 | 1 | 1 | 1
| 5512 | 1 | 1 | 1 | 1 | 1 | 0.357 | 0.077 | 0 | 0.43077 | 0 | 1 | 1 | 1 | 1 | 1 | 1
| 5513 | 1 | 1 | 1 | 1 | 1 | 0.229 | 0.078 | 0 | 0.43077 | 0 | 1 | 1 | 1 | 1 | 1 | 1
| 5514 | 1 | 1 | 1 | 1 | 1 | 0.093 | 0.086 | 0 | 0.43077 | 0 | 1 | 1 | 1 | 1 | 1 | 1
| 5515 | 1 | 1 | 1 | 1 | 1 | 0.003 | 0.108 | 0 | 0.43077 | 0 | 1 | 1 | 1 | 1 | 1 | 1
| 5516 | 1 | 1 | 1 | 1 | 1 | 0 | 0.125 | 0 | 0.43077 | 0 | 1 | 1 | 1 | 1 | 1 | 1
| 5517 | 1 | 1 | 1 | 1 | 1 | 0 | 0.146 | 0 | 0.43077 | 0 | 1 | 1 | 1 | 1 | 1 | 1
| 5518 | 1 | 1 | 1 | 1 | 1 | 0 | 0.211 | 0 | 0.43077 | 0 | 1 | 1 | 1 | 1 | 1 | 1
| 5519 | 1 | 1 | 1 | 1 | 1 | 0 | 0.27 | 0 | 0.43077 | 0 | 1 | 1 | 1 | 1 | 1 | 1
| 5520 | 1 | 1 | 1 | 1 | 1 | 0 | 0.231 | 0 | 0.43077 | 0 | 1 | 1 | 1 | 1 | 1 | 1
| 5521 | 1 | 1 | 1 | 1 | 1 | 0 | 0.17 | 0 | 0.43077 | 0 | 1 | 1 | 1 | 1 | 1 | 1
| 5522 | 1 | 1 | 1 | 1 | 1 | 0 | 0.121 | 0 | 0.43077 | 0 | 1 | 1 | 1 | 1 | 1 | 1
| 5523 | 1 | 1 | 1 | 1 | 1 | 0 | 0.093 | 0 | 0.43077 | 0 | 1 | 1 | 1 | 1 | 1 | 1
| 5524 | 1 | 1 | 1 | 1 | 1 | 0 | 0.069 | 0 | 0.43077 | 0 | 1 | 1 | 1 | 1 | 1 | 1
| 5525 | 1 | 1 | 1 | 1 | 1 | 0 | 0.062 | 0 | 0.43077 | 0 | 1 | 1 | 1 | 1 | 1 | 1
| 5526 | 1 | 1 | 1 | 1 | 1 | 0 | 0.063 | 0 | 0.43077 | 0 | 1 | 1 | 1 | 1 | 1 | 1
| 5527 | 1 | 1 | 1 | 1 | 1 | 0 | 0.071 | 0 | 0.43077 | 0 | 1 | 1 | 1 | 1 | 1 | 1
| 5528 | 1 | 1 | 1 | 1 | 1 | 0.07 | 0.101 | 0 | 0.43077 | 0 | 1 | 1 | 1 | 1 | 1 | 1
| 5529 | 1 | 1 | 1 | 1 | 1 | 0.21 | 0.102 | 0 | 0.43077 | 0 | 1 | 1 | 1 | 1 | 1 | 1
| 5530 | 1 | 1 | 1 | 1 | 1 | 0.357 | 0.078 | 0 | 0.43077 | 0 | 1 | 1 | 1 | 1 | 1 | 1
| 5531 | 1 | 1 | 1 | 1 | 1 | 0.557 | 0.05 | 0 | 0.43077 | 0 | 1 | 1 | 1 | 1 | 1 | 1
| 5532 | 1 | 1 | 1 | 1 | 1 | 0.659 | 0.028 | 0 | 0.43077 | 0 | 1 | 1 | 1 | 1 | 1 | 1
| 5533 | 1 | 1 | 1 | 1 | 1 | 0.666 | 0.016 | 0 | 0.43077 | 0 | 1 | 1 | 1 | 1 | 1 | 1
| 5534 | 1 | 1 | 1 | 1 | 1 | 0.559 | 0.012 | 0 | 0.43077 | 0 | 1 | 1 | 1 | 1 | 1 | 1
| 5535 | 1 | 1 | 1 | 1 | 1 | 0.461 | 0.013 | 0 | 0.43077 | 0 | 1 | 1 | 1 | 1 | 1 | 1
| 5536 | 1 | 1 | 1 | 1 | 1 | 0.338 | 0.018 | 0 | 0.43077 | 0 | 1 | 1 | 1 | 1 | 1 | 1
| 5537 | 1 | 1 | 1 | 1 | 1 | 0.205 | 0.028 | 0 | 0.43077 | 0 | 1 | 1 | 1 | 1 | 1 | 1
| 5538 | 1 | 1 | 1 | 1 | 1 | 0.087 | 0.05 | 0 | 0.43077 | 0 | 1 | 1 | 1 | 1 | 1 | 1
| 5539 | 1 | 1 | 1 | 1 | 1 | 0.002 | 0.112 | 0 | 0.43077 | 0 | 1 | 1 | 1 | 1 | 1 | 1
| 5540 | 1 | 1 | 1 | 1 | 1 | 0 | 0.195 | 0 | 0.43077 | 0 | 1 | 1 | 1 | 1 | 1 | 1
| 5541 | 1 | 1 | 1 | 1 | 1 | 0 | 0.242 | 0 | 0.43077 | 0 | 1 | 1 | 1 | 1 | 1 | 1
| 5542 | 1 | 1 | 1 | 1 | 1 | 0 | 0.279 | 0 | 0.43077 | 0 | 1 | 1 | 1 | 1 | 1 | 1
| 5543 | 1 | 1 | 1 | 1 | 1 | 0 | 0.388 | 0 | 0.43077 | 0 | 1 | 1 | 1 | 1 | 1 | 1
| 5544 | 1 | 1 | 1 | 1 | 1 | 0 | 0.377 | 0 | 0.43077 | 0 | 1 | 1 | 1 | 1 | 1 | 1
| 5545 | 1 | 1 | 1 | 1 | 1 | 0 | 0.264 | 0 | 0.43077 | 0 | 1 | 1 | 1 | 1 | 1 | 1
| 5546 | 1 | 1 | 1 | 1 | 1 | 0 | 0.133 | 0 | 0.43077 | 0 | 1 | 1 | 1 | 1 | 1 | 1
| 5547 | 1 | 1 | 1 | 1 | 1 | 0 | 0.045 | 0 | 0.43077 | 0 | 1 | 1 | 1 | 1 | 1 | 1
| 5548 | 1 | 1 | 1 | 1 | 1 | 0 | 0.008 | 0 | 0.43077 | 0 | 1 | 1 | 1 | 1 | 1 | 1
| 5549 | 1 | 1 | 1 | 1 | 1 | 0 | 0.001 | 0 | 0.43077 | 0 | 1 | 1 | 1 | 1 | 1 | 1
| 5550 | 1 | 1 | 1 | 1 | 1 | 0 | 0.001 | 0 | 0.43077 | 0 | 1 | 1 | 1 | 1 | 1 | 1
| 5551 | 1 | 1 | 1 | 1 | 1 | 0.001 | 0.001 | 0 | 0.43077 | 0 | 1 | 1 | 1 | 1 | 1 | 1
| 5552 | 1 | 1 | 1 | 1 | 1 | 0.077 | 0.001 | 0 | 0.43077 | 0 | 1 | 1 | 1 | 1 | 1 | 1
| 5553 | 1 | 1 | 1 | 1 | 1 | 0.206 | 0.001 | 0 | 0.43077 | 0 | 1 | 1 | 1 | 1 | 1 | 1
| 5554 | 1 | 1 | 1 | 1 | 1 | 0.331 | 0.001 | 0 | 0.43077 | 0 | 1 | 1 | 1 | 1 | 1 | 1
| 5555 | 1 | 1 | 1 | 1 | 1 | 0.455 | 0.001 | 0 | 0.43077 | 0 | 1 | 1 | 1 | 1 | 1 | 1
| 5556 | 1 | 1 | 1 | 1 | 1 | 0.571 | 0 | 0 | 0.43077 | 0 | 1 | 1 | 1 | 1 | 1 | 1
| 5557 | 1 | 1 | 1 | 1 | 1 | 0.567 | 0.001 | 0 | 0.43077 | 0 | 1 | 1 | 1 | 1 | 1 | 1
| 5558 | 1 | 1 | 1 | 1 | 1 | 0.612 | 0.001 | 0 | 0.43077 | 0 | 1 | 1 | 1 | 1 | 1 | 1
| 5559 | 1 | 1 | 1 | 1 | 1 | 0.538 | 0.005 | 0 | 0.43077 | 0 | 1 | 1 | 1 | 1 | 1 | 1
| 5560 | 1 | 1 | 1 | 1 | 1 | 0.469 | 0.019 | 0 | 0.43077 | 0 | 1 | 1 | 1 | 1 | 1 | 1
| 5561 | 1 | 1 | 1 | 1 | 1 | 0.258 | 0.039 | 0 | 0.43077 | 0 | 1 | 1 | 1 | 1 | 1 | 1
| 5562 | 1 | 1 | 1 | 1 | 1 | 0.104 | 0.085 | 0 | 0.43077 | 0 | 1 | 1 | 1 | 1 | 1 | 1
| 5563 | 1 | 1 | 1 | 1 | 1 | 0.002 | 0.174 | 0 | 0.43077 | 0 | 1 | 1 | 1 | 1 | 1 | 1
| 5564 | 1 | 1 | 1 | 1 | 1 | 0 | 0.246 | 0 | 0.43077 | 0 | 1 | 1 | 1 | 1 | 1 | 1
| 5565 | 1 | 1 | 1 | 1 | 1 | 0 | 0.241 | 0 | 0.43077 | 0 | 1 | 1 | 1 | 1 | 1 | 1
| 5566 | 1 | 1 | 1 | 1 | 1 | 0 | 0.323 | 0 | 0.43077 | 0 | 1 | 1 | 1 | 1 | 1 | 1
| 5567 | 1 | 1 | 1 | 1 | 1 | 0 | 0.305 | 0 | 0.43077 | 0 | 1 | 1 | 1 | 1 | 1 | 1
| 5568 | 1 | 1 | 1 | 1 | 1 | 0 | 0.243 | 0 | 0.43077 | 0 | 1 | 1 | 1 | 1 | 1 | 1
| 5569 | 1 | 1 | 1 | 1 | 1 | 0 | 0.167 | 0 | 0.43077 | 0 | 1 | 1 | 1 | 1 | 1 | 1
| 5570 | 1 | 1 | 1 | 1 | 1 | 0 | 0.114 | 0 | 0.43077 | 0 | 1 | 1 | 1 | 1 | 1 | 1
| 5571 | 1 | 1 | 1 | 1 | 1 | 0 | 0.073 | 0 | 0.43077 | 0 | 1 | 1 | 1 | 1 | 1 | 1
| 5572 | 1 | 1 | 1 | 1 | 1 | 0 | 0.048 | 0 | 0.43077 | 0 | 1 | 1 | 1 | 1 | 1 | 1
| 5573 | 1 | 1 | 1 | 1 | 1 | 0 | 0.04 | 0 | 0.43077 | 0 | 1 | 1 | 1 | 1 | 1 | 1
| 5574 | 1 | 1 | 1 | 1 | 1 | 0 | 0.036 | 0 | 0.43077 | 0 | 1 | 1 | 1 | 1 | 1 | 1
| 5575 | 1 | 1 | 1 | 1 | 1 | 0.001 | 0.032 | 0 | 0.43077 | 0 | 1 | 1 | 1 | 1 | 1 | 1
| 5576 | 1 | 1 | 1 | 1 | 1 | 0.099 | 0.045 | 0 | 0.43077 | 0 | 1 | 1 | 1 | 1 | 1 | 1
| 5577 | 1 | 1 | 1 | 1 | 1 | 0.277 | 0.059 | 0 | 0.43077 | 0 | 1 | 1 | 1 | 1 | 1 | 1
| 5578 | 1 | 1 | 1 | 1 | 1 | 0.411 | 0.047 | 0 | 0.43077 | 0 | 1 | 1 | 1 | 1 | 1 | 1
| 5579 | 1 | 1 | 1 | 1 | 1 | 0.529 | 0.037 | 0 | 0.43077 | 0 | 1 | 1 | 1 | 1 | 1 | 1
| 5580 | 1 | 1 | 1 | 1 | 1 | 0.597 | 0.034 | 0 | 0.43077 | 0 | 1 | 1 | 1 | 1 | 1 | 1
| 5581 | 1 | 1 | 1 | 1 | 1 | 0.595 | 0.032 | 0 | 0.43077 | 0 | 1 | 1 | 1 | 1 | 1 | 1
| 5582 | 1 | 1 | 1 | 1 | 1 | 0.589 | 0.032 | 0 | 0.43077 | 0 | 1 | 1 | 1 | 1 | 1 | 1
| 5583 | 1 | 1 | 1 | 1 | 1 | 0.482 | 0.04 | 0 | 0.43077 | 0 | 1 | 1 | 1 | 1 | 1 | 1
| 5584 | 1 | 1 | 1 | 1 | 1 | 0.418 | 0.061 | 0 | 0.43077 | 0 | 1 | 1 | 1 | 1 | 1 | 1
| 5585 | 1 | 1 | 1 | 1 | 1 | 0.206 | 0.096 | 0 | 0.43077 | 0 | 1 | 1 | 1 | 1 | 1 | 1
| 5586 | 1 | 1 | 1 | 1 | 1 | 0.094 | 0.146 | 0 | 0.43077 | 0 | 1 | 1 | 1 | 1 | 1 | 1
| 5587 | 1 | 1 | 1 | 1 | 1 | 0.003 | 0.214 | 0 | 0.43077 | 0 | 1 | 1 | 1 | 1 | 1 | 1
| 5588 | 1 | 1 | 1 | 1 | 1 | 0 | 0.274 | 0 | 0.43077 | 0 | 1 | 1 | 1 | 1 | 1 | 1
| 5589 | 1 | 1 | 1 | 1 | 1 | 0 | 0.328 | 0 | 0.43077 | 0 | 1 | 1 | 1 | 1 | 1 | 1
| 5590 | 1 | 1 | 1 | 1 | 1 | 0 | 0.364 | 0 | 0.43077 | 0 | 1 | 1 | 1 | 1 | 1 | 1
| 5591 | 1 | 1 | 1 | 1 | 1 | 0 | 0.333 | 0 | 0.43077 | 0 | 1 | 1 | 1 | 1 | 1 | 1
| 5592 | 1 | 1 | 1 | 1 | 1 | 0 | 0.254 | 0 | 0.43077 | 0 | 1 | 1 | 1 | 1 | 1 | 1
| 5593 | 1 | 1 | 1 | 1 | 1 | 0 | 0.178 | 0 | 0.43077 | 0 | 1 | 1 | 1 | 1 | 1 | 1
| 5594 | 1 | 1 | 1 | 1 | 1 | 0 | 0.115 | 0 | 0.43077 | 0 | 1 | 1 | 1 | 1 | 1 | 1
| 5595 | 1 | 1 | 1 | 1 | 1 | 0 | 0.083 | 0 | 0.43077 | 0 | 1 | 1 | 1 | 1 | 1 | 1
| 5596 | 1 | 1 | 1 | 1 | 1 | 0 | 0.067 | 0 | 0.43077 | 0 | 1 | 1 | 1 | 1 | 1 | 1
| 5597 | 1 | 1 | 1 | 1 | 1 | 0 | 0.045 | 0 | 0.43077 | 0 | 1 | 1 | 1 | 1 | 1 | 1
| 5598 | 1 | 1 | 1 | 1 | 1 | 0 | 0.035 | 0 | 0.43077 | 0 | 1 | 1 | 1 | 1 | 1 | 1
| 5599 | 1 | 1 | 1 | 1 | 1 | 0.001 | 0.029 | 0 | 0.43077 | 0 | 1 | 1 | 1 | 1 | 1 | 1
| 5600 | 1 | 1 | 1 | 1 | 1 | 0.103 | 0.066 | 0 | 0.43077 | 0 | 1 | 1 | 1 | 1 | 1 | 1
| 5601 | 1 | 1 | 1 | 1 | 1 | 0.302 | 0.083 | 0 | 0.43077 | 0 | 1 | 1 | 1 | 1 | 1 | 1
| 5602 | 1 | 1 | 1 | 1 | 1 | 0.512 | 0.058 | 0 | 0.43077 | 0 | 1 | 1 | 1 | 1 | 1 | 1
| 5603 | 1 | 1 | 1 | 1 | 1 | 0.611 | 0.033 | 0 | 0.43077 | 0 | 1 | 1 | 1 | 1 | 1 | 1
| 5604 | 1 | 1 | 1 | 1 | 1 | 0.686 | 0.023 | 0 | 0.43077 | 0 | 1 | 1 | 1 | 1 | 1 | 1
| 5605 | 1 | 1 | 1 | 1 | 1 | 0.704 | 0.023 | 0 | 0.43077 | 0 | 1 | 1 | 1 | 1 | 1 | 1
| 5606 | 1 | 1 | 1 | 1 | 1 | 0.673 | 0.035 | 0 | 0.43077 | 0 | 1 | 1 | 1 | 1 | 1 | 1
| 5607 | 1 | 1 | 1 | 1 | 1 | 0.578 | 0.059 | 0 | 0.43077 | 0 | 1 | 1 | 1 | 1 | 1 | 1
| 5608 | 1 | 1 | 1 | 1 | 1 | 0.454 | 0.093 | 0 | 0.43077 | 0 | 1 | 1 | 1 | 1 | 1 | 1
| 5609 | 1 | 1 | 1 | 1 | 1 | 0.285 | 0.136 | 0 | 0.43077 | 0 | 1 | 1 | 1 | 1 | 1 | 1
| 5610 | 1 | 1 | 1 | 1 | 1 | 0.104 | 0.195 | 0 | 0.43077 | 0 | 1 | 1 | 1 | 1 | 1 | 1
| 5611 | 1 | 1 | 1 | 1 | 1 | 0.003 | 0.298 | 0 | 0.43077 | 0 | 1 | 1 | 1 | 1 | 1 | 1
| 5612 | 1 | 1 | 1 | 1 | 1 | 0 | 0.391 | 0 | 0.43077 | 0 | 1 | 1 | 1 | 1 | 1 | 1
| 5613 | 1 | 1 | 1 | 1 | 1 | 0 | 0.495 | 0 | 0.43077 | 0 | 1 | 1 | 1 | 1 | 1 | 1
| 5614 | 1 | 1 | 1 | 1 | 1 | 0 | 0.538 | 0 | 0.43077 | 0 | 1 | 1 | 1 | 1 | 1 | 1
| 5615 | 1 | 1 | 1 | 1 | 1 | 0 | 0.445 | 0 | 0.43077 | 0 | 1 | 1 | 1 | 1 | 1 | 1
| 5616 | 1 | 1 | 1 | 1 | 1 | 0 | 0.279 | 0 | 0.43077 | 0 | 1 | 1 | 1 | 1 | 1 | 1
| 5617 | 1 | 1 | 1 | 1 | 1 | 0 | 0.148 | 0 | 0.43077 | 0 | 1 | 1 | 1 | 1 | 1 | 1
| 5618 | 1 | 1 | 1 | 1 | 1 | 0 | 0.073 | 0 | 0.43077 | 0 | 1 | 1 | 1 | 1 | 1 | 1
| 5619 | 1 | 1 | 1 | 1 | 1 | 0 | 0.041 | 0 | 0.43077 | 0 | 1 | 1 | 1 | 1 | 1 | 1
| 5620 | 1 | 1 | 1 | 1 | 1 | 0 | 0.025 | 0 | 0.43077 | 0 | 1 | 1 | 1 | 1 | 1 | 1
| 5621 | 1 | 1 | 1 | 1 | 1 | 0 | 0.012 | 0 | 0.43077 | 0 | 1 | 1 | 1 | 1 | 1 | 1
| 5622 | 1 | 1 | 1 | 1 | 1 | 0 | 0.009 | 0 | 0.43077 | 0 | 1 | 1 | 1 | 1 | 1 | 1
| 5623 | 1 | 1 | 1 | 1 | 1 | 0.001 | 0.012 | 0 | 0.43077 | 0 | 1 | 1 | 1 | 1 | 1 | 1
| 5624 | 1 | 1 | 1 | 1 | 1 | 0.11 | 0.022 | 0 | 0.43077 | 0 | 1 | 1 | 1 | 1 | 1 | 1
| 5625 | 1 | 1 | 1 | 1 | 1 | 0.285 | 0.041 | 0 | 0.43077 | 0 | 1 | 1 | 1 | 1 | 1 | 1
| 5626 | 1 | 1 | 1 | 1 | 1 | 0.445 | 0.042 | 0 | 0.43077 | 0 | 1 | 1 | 1 | 1 | 1 | 1
| 5627 | 1 | 1 | 1 | 1 | 1 | 0.552 | 0.049 | 0 | 0.43077 | 0 | 1 | 1 | 1 | 1 | 1 | 1
| 5628 | 1 | 1 | 1 | 1 | 1 | 0.623 | 0.062 | 0 | 0.43077 | 0 | 1 | 1 | 1 | 1 | 1 | 1
| 5629 | 1 | 1 | 1 | 1 | 1 | 0.659 | 0.076 | 0 | 0.43077 | 0 | 1 | 1 | 1 | 1 | 1 | 1
| 5630 | 1 | 1 | 1 | 1 | 1 | 0.634 | 0.102 | 0 | 0.43077 | 0 | 1 | 1 | 1 | 1 | 1 | 1
| 5631 | 1 | 1 | 1 | 1 | 1 | 0.556 | 0.14 | 0 | 0.43077 | 0 | 1 | 1 | 1 | 1 | 1 | 1
| 5632 | 1 | 1 | 1 | 1 | 1 | 0.415 | 0.189 | 0 | 0.43077 | 0 | 1 | 1 | 1 | 1 | 1 | 1
| 5633 | 1 | 1 | 1 | 1 | 1 | 0.281 | 0.241 | 0 | 0.43077 | 0 | 1 | 1 | 1 | 1 | 1 | 1
| 5634 | 1 | 1 | 1 | 1 | 1 | 0.134 | 0.297 | 0 | 0.43077 | 0 | 1 | 1 | 1 | 1 | 1 | 1
| 5635 | 1 | 1 | 1 | 1 | 1 | 0.005 | 0.386 | 0 | 0.43077 | 0 | 1 | 1 | 1 | 1 | 1 | 1
| 5636 | 1 | 1 | 1 | 1 | 1 | 0 | 0.479 | 0 | 0.43077 | 0 | 1 | 1 | 1 | 1 | 1 | 1
| 5637 | 1 | 1 | 1 | 1 | 1 | 0 | 0.523 | 0 | 0.43077 | 0 | 1 | 1 | 1 | 1 | 1 | 1
| 5638 | 1 | 1 | 1 | 1 | 1 | 0 | 0.483 | 0 | 0.43077 | 0 | 1 | 1 | 1 | 1 | 1 | 1
| 5639 | 1 | 1 | 1 | 1 | 1 | 0 | 0.444 | 0 | 0.43077 | 0 | 1 | 1 | 1 | 1 | 1 | 1
| 5640 | 1 | 1 | 1 | 1 | 1 | 0 | 0.395 | 0 | 0.43077 | 0 | 1 | 1 | 1 | 1 | 1 | 1
| 5641 | 1 | 1 | 1 | 1 | 1 | 0 | 0.337 | 0 | 0.43077 | 0 | 1 | 1 | 1 | 1 | 1 | 1
| 5642 | 1 | 1 | 1 | 1 | 1 | 0 | 0.225 | 0 | 0.43077 | 0 | 1 | 1 | 1 | 1 | 1 | 1
| 5643 | 1 | 1 | 1 | 1 | 1 | 0 | 0.155 | 0 | 0.43077 | 0 | 1 | 1 | 1 | 1 | 1 | 1
| 5644 | 1 | 1 | 1 | 1 | 1 | 0 | 0.1 | 0 | 0.43077 | 0 | 1 | 1 | 1 | 1 | 1 | 1
| 5645 | 1 | 1 | 1 | 1 | 1 | 0 | 0.056 | 0 | 0.43077 | 0 | 1 | 1 | 1 | 1 | 1 | 1
| 5646 | 1 | 1 | 1 | 1 | 1 | 0 | 0.032 | 0 | 0.43077 | 0 | 1 | 1 | 1 | 1 | 1 | 1
| 5647 | 1 | 1 | 1 | 1 | 1 | 0 | 0.04 | 0 | 0.43077 | 0 | 1 | 1 | 1 | 1 | 1 | 1
| 5648 | 1 | 1 | 1 | 1 | 1 | 0.071 | 0.108 | 0 | 0.43077 | 0 | 1 | 1 | 1 | 1 | 1 | 1
| 5649 | 1 | 1 | 1 | 1 | 1 | 0.325 | 0.169 | 0 | 0.43077 | 0 | 1 | 1 | 1 | 1 | 1 | 1
| 5650 | 1 | 1 | 1 | 1 | 1 | 0.524 | 0.194 | 0 | 0.43077 | 0 | 1 | 1 | 1 | 1 | 1 | 1
| 5651 | 1 | 1 | 1 | 1 | 1 | 0.639 | 0.22 | 0 | 0.43077 | 0 | 1 | 1 | 1 | 1 | 1 | 1
| 5652 | 1 | 1 | 1 | 1 | 1 | 0.706 | 0.243 | 0 | 0.43077 | 0 | 1 | 1 | 1 | 1 | 1 | 1
| 5653 | 1 | 1 | 1 | 1 | 1 | 0.725 | 0.229 | 0 | 0.43077 | 0 | 1 | 1 | 1 | 1 | 1 | 1
| 5654 | 1 | 1 | 1 | 1 | 1 | 0.698 | 0.225 | 0 | 0.43077 | 0 | 1 | 1 | 1 | 1 | 1 | 1
| 5655 | 1 | 1 | 1 | 1 | 1 | 0.546 | 0.274 | 0 | 0.43077 | 0 | 1 | 1 | 1 | 1 | 1 | 1
| 5656 | 1 | 1 | 1 | 1 | 1 | 0.396 | 0.345 | 0 | 0.43077 | 0 | 1 | 1 | 1 | 1 | 1 | 1
| 5657 | 1 | 1 | 1 | 1 | 1 | 0.246 | 0.401 | 0 | 0.43077 | 0 | 1 | 1 | 1 | 1 | 1 | 1
| 5658 | 1 | 1 | 1 | 1 | 1 | 0.092 | 0.451 | 0 | 0.43077 | 0 | 1 | 1 | 1 | 1 | 1 | 1
| 5659 | 1 | 1 | 1 | 1 | 1 | 0.003 | 0.505 | 0 | 0.43077 | 0 | 1 | 1 | 1 | 1 | 1 | 1
| 5660 | 1 | 1 | 1 | 1 | 1 | 0 | 0.523 | 0 | 0.43077 | 0 | 1 | 1 | 1 | 1 | 1 | 1
| 5661 | 1 | 1 | 1 | 1 | 1 | 0 | 0.504 | 0 | 0.43077 | 0 | 1 | 1 | 1 | 1 | 1 | 1
| 5662 | 1 | 1 | 1 | 1 | 1 | 0 | 0.459 | 0 | 0.43077 | 0 | 1 | 1 | 1 | 1 | 1 | 1
| 5663 | 1 | 1 | 1 | 1 | 1 | 0 | 0.407 | 0 | 0.43077 | 0 | 1 | 1 | 1 | 1 | 1 | 1
| 5664 | 1 | 1 | 1 | 1 | 1 | 0 | 0.364 | 0 | 0.43077 | 0 | 1 | 1 | 1 | 1 | 1 | 1
| 5665 | 1 | 1 | 1 | 1 | 1 | 0 | 0.276 | 0 | 0.43077 | 0 | 1 | 1 | 1 | 1 | 1 | 1
| 5666 | 1 | 1 | 1 | 1 | 1 | 0 | 0.167 | 0 | 0.43077 | 0 | 1 | 1 | 1 | 1 | 1 | 1
| 5667 | 1 | 1 | 1 | 1 | 1 | 0 | 0.096 | 0 | 0.43077 | 0 | 1 | 1 | 1 | 1 | 1 | 1
| 5668 | 1 | 1 | 1 | 1 | 1 | 0 | 0.068 | 0 | 0.43077 | 0 | 1 | 1 | 1 | 1 | 1 | 1
| 5669 | 1 | 1 | 1 | 1 | 1 | 0 | 0.041 | 0 | 0.43077 | 0 | 1 | 1 | 1 | 1 | 1 | 1
| 5670 | 1 | 1 | 1 | 1 | 1 | 0 | 0.02 | 0 | 0.43077 | 0 | 1 | 1 | 1 | 1 | 1 | 1
| 5671 | 1 | 1 | 1 | 1 | 1 | 0.002 | 0.019 | 0 | 0.43077 | 0 | 1 | 1 | 1 | 1 | 1 | 1
| 5672 | 1 | 1 | 1 | 1 | 1 | 0.126 | 0.06 | 0 | 0.43077 | 0 | 1 | 1 | 1 | 1 | 1 | 1
| 5673 | 1 | 1 | 1 | 1 | 1 | 0.307 | 0.141 | 0 | 0.43077 | 0 | 1 | 1 | 1 | 1 | 1 | 1
| 5674 | 1 | 1 | 1 | 1 | 1 | 0.5 | 0.183 | 0 | 0.43077 | 0 | 1 | 1 | 1 | 1 | 1 | 1
| 5675 | 1 | 1 | 1 | 1 | 1 | 0.653 | 0.211 | 0 | 0.43077 | 0 | 1 | 1 | 1 | 1 | 1 | 1
| 5676 | 1 | 1 | 1 | 1 | 1 | 0.72 | 0.236 | 0 | 0.43077 | 0 | 1 | 1 | 1 | 1 | 1 | 1
| 5677 | 1 | 1 | 1 | 1 | 1 | 0.745 | 0.249 | 0 | 0.43077 | 0 | 1 | 1 | 1 | 1 | 1 | 1
| 5678 | 1 | 1 | 1 | 1 | 1 | 0.728 | 0.259 | 0 | 0.43077 | 0 | 1 | 1 | 1 | 1 | 1 | 1
| 5679 | 1 | 1 | 1 | 1 | 1 | 0.659 | 0.291 | 0 | 0.43077 | 0 | 1 | 1 | 1 | 1 | 1 | 1
| 5680 | 1 | 1 | 1 | 1 | 1 | 0.519 | 0.33 | 0 | 0.43077 | 0 | 1 | 1 | 1 | 1 | 1 | 1
| 5681 | 1 | 1 | 1 | 1 | 1 | 0.322 | 0.386 | 0 | 0.43077 | 0 | 1 | 1 | 1 | 1 | 1 | 1
| 5682 | 1 | 1 | 1 | 1 | 1 | 0.144 | 0.448 | 0 | 0.43077 | 0 | 1 | 1 | 1 | 1 | 1 | 1
| 5683 | 1 | 1 | 1 | 1 | 1 | 0.007 | 0.488 | 0 | 0.43077 | 0 | 1 | 1 | 1 | 1 | 1 | 1
| 5684 | 1 | 1 | 1 | 1 | 1 | 0 | 0.529 | 0 | 0.43077 | 0 | 1 | 1 | 1 | 1 | 1 | 1
| 5685 | 1 | 1 | 1 | 1 | 1 | 0 | 0.539 | 0 | 0.43077 | 0 | 1 | 1 | 1 | 1 | 1 | 1
| 5686 | 1 | 1 | 1 | 1 | 1 | 0 | 0.485 | 0 | 0.43077 | 0 | 1 | 1 | 1 | 1 | 1 | 1
| 5687 | 1 | 1 | 1 | 1 | 1 | 0 | 0.475 | 0 | 0.43077 | 0 | 1 | 1 | 1 | 1 | 1 | 1
| 5688 | 1 | 1 | 1 | 1 | 1 | 0 | 0.379 | 0 | 0.43077 | 0 | 1 | 1 | 1 | 1 | 1 | 1
| 5689 | 1 | 1 | 1 | 1 | 1 | 0 | 0.209 | 0 | 0.43077 | 0 | 1 | 1 | 1 | 1 | 1 | 1
| 5690 | 1 | 1 | 1 | 1 | 1 | 0 | 0.098 | 0 | 0.43077 | 0 | 1 | 1 | 1 | 1 | 1 | 1
| 5691 | 1 | 1 | 1 | 1 | 1 | 0 | 0.035 | 0 | 0.43077 | 0 | 1 | 1 | 1 | 1 | 1 | 1
| 5692 | 1 | 1 | 1 | 1 | 1 | 0 | 0.009 | 0 | 0.43077 | 0 | 1 | 1 | 1 | 1 | 1 | 1
| 5693 | 1 | 1 | 1 | 1 | 1 | 0 | 0.003 | 0 | 0.43077 | 0 | 1 | 1 | 1 | 1 | 1 | 1
| 5694 | 1 | 1 | 1 | 1 | 1 | 0 | 0.002 | 0 | 0.43077 | 0 | 1 | 1 | 1 | 1 | 1 | 1
| 5695 | 1 | 1 | 1 | 1 | 1 | 0.003 | 0.003 | 0 | 0.43077 | 0 | 1 | 1 | 1 | 1 | 1 | 1
| 5696 | 1 | 1 | 1 | 1 | 1 | 0.141 | 0.014 | 0 | 0.43077 | 0 | 1 | 1 | 1 | 1 | 1 | 1
| 5697 | 1 | 1 | 1 | 1 | 1 | 0.413 | 0.045 | 0 | 0.43077 | 0 | 1 | 1 | 1 | 1 | 1 | 1
| 5698 | 1 | 1 | 1 | 1 | 1 | 0.572 | 0.095 | 0 | 0.43077 | 0 | 1 | 1 | 1 | 1 | 1 | 1
| 5699 | 1 | 1 | 1 | 1 | 1 | 0.678 | 0.164 | 0 | 0.43077 | 0 | 1 | 1 | 1 | 1 | 1 | 1
| 5700 | 1 | 1 | 1 | 1 | 1 | 0.733 | 0.22 | 0 | 0.43077 | 0 | 1 | 1 | 1 | 1 | 1 | 1
| 5701 | 1 | 1 | 1 | 1 | 1 | 0.731 | 0.245 | 0 | 0.43077 | 0 | 1 | 1 | 1 | 1 | 1 | 1
| 5702 | 1 | 1 | 1 | 1 | 1 | 0.678 | 0.269 | 0 | 0.43077 | 0 | 1 | 1 | 1 | 1 | 1 | 1
| 5703 | 1 | 1 | 1 | 1 | 1 | 0.571 | 0.297 | 0 | 0.43077 | 0 | 1 | 1 | 1 | 1 | 1 | 1
| 5704 | 1 | 1 | 1 | 1 | 1 | 0.431 | 0.347 | 0 | 0.43077 | 0 | 1 | 1 | 1 | 1 | 1 | 1
| 5705 | 1 | 1 | 1 | 1 | 1 | 0.246 | 0.41 | 0 | 0.43077 | 0 | 1 | 1 | 1 | 1 | 1 | 1
| 5706 | 1 | 1 | 1 | 1 | 1 | 0.108 | 0.484 | 0 | 0.43077 | 0 | 1 | 1 | 1 | 1 | 1 | 1
| 5707 | 1 | 1 | 1 | 1 | 1 | 0.004 | 0.556 | 0 | 0.43077 | 0 | 1 | 1 | 1 | 1 | 1 | 1
| 5708 | 1 | 1 | 1 | 1 | 1 | 0 | 0.538 | 0 | 0.43077 | 0 | 1 | 1 | 1 | 1 | 1 | 1
| 5709 | 1 | 1 | 1 | 1 | 1 | 0 | 0.434 | 0 | 0.43077 | 0 | 1 | 1 | 1 | 1 | 1 | 1
| 5710 | 1 | 1 | 1 | 1 | 1 | 0 | 0.461 | 0 | 0.43077 | 0 | 1 | 1 | 1 | 1 | 1 | 1
| 5711 | 1 | 1 | 1 | 1 | 1 | 0 | 0.454 | 0 | 0.43077 | 0 | 1 | 1 | 1 | 1 | 1 | 1
| 5712 | 1 | 1 | 1 | 1 | 1 | 0 | 0.343 | 0 | 0.43077 | 0 | 1 | 1 | 1 | 1 | 1 | 1
| 5713 | 1 | 1 | 1 | 1 | 1 | 0 | 0.167 | 0 | 0.43077 | 0 | 1 | 1 | 1 | 1 | 1 | 1
| 5714 | 1 | 1 | 1 | 1 | 1 | 0 | 0.067 | 0 | 0.43077 | 0 | 1 | 1 | 1 | 1 | 1 | 1
| 5715 | 1 | 1 | 1 | 1 | 1 | 0 | 0.025 | 0 | 0.43077 | 0 | 1 | 1 | 1 | 1 | 1 | 1
| 5716 | 1 | 1 | 1 | 1 | 1 | 0 | 0.014 | 0 | 0.43077 | 0 | 1 | 1 | 1 | 1 | 1 | 1
| 5717 | 1 | 1 | 1 | 1 | 1 | 0 | 0.009 | 0 | 0.43077 | 0 | 1 | 1 | 1 | 1 | 1 | 1
| 5718 | 1 | 1 | 1 | 1 | 1 | 0 | 0.007 | 0 | 0.43077 | 0 | 1 | 1 | 1 | 1 | 1 | 1
| 5719 | 1 | 1 | 1 | 1 | 1 | 0.003 | 0.006 | 0 | 0.43077 | 0 | 1 | 1 | 1 | 1 | 1 | 1
| 5720 | 1 | 1 | 1 | 1 | 1 | 0.15 | 0.004 | 0 | 0.43077 | 0 | 1 | 1 | 1 | 1 | 1 | 1
| 5721 | 1 | 1 | 1 | 1 | 1 | 0.407 | 0.015 | 0 | 0.43077 | 0 | 1 | 1 | 1 | 1 | 1 | 1
| 5722 | 1 | 1 | 1 | 1 | 1 | 0.566 | 0.028 | 0 | 0.43077 | 0 | 1 | 1 | 1 | 1 | 1 | 1
| 5723 | 1 | 1 | 1 | 1 | 1 | 0.664 | 0.026 | 0 | 0.43077 | 0 | 1 | 1 | 1 | 1 | 1 | 1
| 5724 | 1 | 1 | 1 | 1 | 1 | 0.69 | 0.02 | 0 | 0.43077 | 0 | 1 | 1 | 1 | 1 | 1 | 1
| 5725 | 1 | 1 | 1 | 1 | 1 | 0.658 | 0.014 | 0 | 0.43077 | 0 | 1 | 1 | 1 | 1 | 1 | 1
| 5726 | 1 | 1 | 1 | 1 | 1 | 0.586 | 0.011 | 0 | 0.43077 | 0 | 1 | 1 | 1 | 1 | 1 | 1
| 5727 | 1 | 1 | 1 | 1 | 1 | 0.537 | 0.011 | 0 | 0.43077 | 0 | 1 | 1 | 1 | 1 | 1 | 1
| 5728 | 1 | 1 | 1 | 1 | 1 | 0.307 | 0.016 | 0 | 0.43077 | 0 | 1 | 1 | 1 | 1 | 1 | 1
| 5729 | 1 | 1 | 1 | 1 | 1 | 0.218 | 0.021 | 0 | 0.43077 | 0 | 1 | 1 | 1 | 1 | 1 | 1
| 5730 | 1 | 1 | 1 | 1 | 1 | 0.077 | 0.035 | 0 | 0.43077 | 0 | 1 | 1 | 1 | 1 | 1 | 1
| 5731 | 1 | 1 | 1 | 1 | 1 | 0.002 | 0.054 | 0 | 0.43077 | 0 | 1 | 1 | 1 | 1 | 1 | 1
| 5732 | 1 | 1 | 1 | 1 | 1 | 0 | 0.08 | 0 | 0.43077 | 0 | 1 | 1 | 1 | 1 | 1 | 1
| 5733 | 1 | 1 | 1 | 1 | 1 | 0 | 0.084 | 0 | 0.43077 | 0 | 1 | 1 | 1 | 1 | 1 | 1
| 5734 | 1 | 1 | 1 | 1 | 1 | 0 | 0.082 | 0 | 0.43077 | 0 | 1 | 1 | 1 | 1 | 1 | 1
| 5735 | 1 | 1 | 1 | 1 | 1 | 0 | 0.096 | 0 | 0.43077 | 0 | 1 | 1 | 1 | 1 | 1 | 1
| 5736 | 1 | 1 | 1 | 1 | 1 | 0 | 0.09 | 0 | 0.43077 | 0 | 1 | 1 | 1 | 1 | 1 | 1
| 5737 | 1 | 1 | 1 | 1 | 1 | 0 | 0.074 | 0 | 0.43077 | 0 | 1 | 1 | 1 | 1 | 1 | 1
| 5738 | 1 | 1 | 1 | 1 | 1 | 0 | 0.063 | 0 | 0.43077 | 0 | 1 | 1 | 1 | 1 | 1 | 1
| 5739 | 1 | 1 | 1 | 1 | 1 | 0 | 0.049 | 0 | 0.43077 | 0 | 1 | 1 | 1 | 1 | 1 | 1
| 5740 | 1 | 1 | 1 | 1 | 1 | 0 | 0.035 | 0 | 0.43077 | 0 | 1 | 1 | 1 | 1 | 1 | 1
| 5741 | 1 | 1 | 1 | 1 | 1 | 0 | 0.022 | 0 | 0.43077 | 0 | 1 | 1 | 1 | 1 | 1 | 1
| 5742 | 1 | 1 | 1 | 1 | 1 | 0 | 0.01 | 0 | 0.43077 | 0 | 1 | 1 | 1 | 1 | 1 | 1
| 5743 | 1 | 1 | 1 | 1 | 1 | 0 | 0.003 | 0 | 0.43077 | 0 | 1 | 1 | 1 | 1 | 1 | 1
| 5744 | 1 | 1 | 1 | 1 | 1 | 0.079 | 0 | 0 | 0.43077 | 0 | 1 | 1 | 1 | 1 | 1 | 1
| 5745 | 1 | 1 | 1 | 1 | 1 | 0.22 | 0 | 0 | 0.43077 | 0 | 1 | 1 | 1 | 1 | 1 | 1
| 5746 | 1 | 1 | 1 | 1 | 1 | 0.376 | 0 | 0 | 0.43077 | 0 | 1 | 1 | 1 | 1 | 1 | 1
| 5747 | 1 | 1 | 1 | 1 | 1 | 0.499 | 0 | 0 | 0.43077 | 0 | 1 | 1 | 1 | 1 | 1 | 1
| 5748 | 1 | 1 | 1 | 1 | 1 | 0.551 | 0 | 0 | 0.43077 | 0 | 1 | 1 | 1 | 1 | 1 | 1
| 5749 | 1 | 1 | 1 | 1 | 1 | 0.509 | 0.003 | 0 | 0.43077 | 0 | 1 | 1 | 1 | 1 | 1 | 1
| 5750 | 1 | 1 | 1 | 1 | 1 | 0.407 | 0.014 | 0 | 0.43077 | 0 | 1 | 1 | 1 | 1 | 1 | 1
| 5751 | 1 | 1 | 1 | 1 | 1 | 0.347 | 0.016 | 0 | 0.43077 | 0 | 1 | 1 | 1 | 1 | 1 | 1
| 5752 | 1 | 1 | 1 | 1 | 1 | 0.253 | 0.021 | 0 | 0.43077 | 0 | 1 | 1 | 1 | 1 | 1 | 1
| 5753 | 1 | 1 | 1 | 1 | 1 | 0.139 | 0.037 | 0 | 0.43077 | 0 | 1 | 1 | 1 | 1 | 1 | 1
| 5754 | 1 | 1 | 1 | 1 | 1 | 0.047 | 0.054 | 0 | 0.43077 | 0 | 1 | 1 | 1 | 1 | 1 | 1
| 5755 | 1 | 1 | 1 | 1 | 1 | 0 | 0.048 | 0 | 0.43077 | 0 | 1 | 1 | 1 | 1 | 1 | 1
| 5756 | 1 | 1 | 1 | 1 | 1 | 0 | 0.027 | 0 | 0.43077 | 0 | 1 | 1 | 1 | 1 | 1 | 1
| 5757 | 1 | 1 | 1 | 1 | 1 | 0 | 0.036 | 0 | 0.43077 | 0 | 1 | 1 | 1 | 1 | 1 | 1
| 5758 | 1 | 1 | 1 | 1 | 1 | 0 | 0.105 | 0 | 0.43077 | 0 | 1 | 1 | 1 | 1 | 1 | 1
| 5759 | 1 | 1 | 1 | 1 | 1 | 0 | 0.184 | 0 | 0.43077 | 0 | 1 | 1 | 1 | 1 | 1 | 1
| 5760 | 1 | 1 | 1 | 1 | 1 | 0 | 0.201 | 0 | 0.43077 | 0 | 1 | 1 | 1 | 1 | 1 | 1
| 5761 | 1 | 1 | 1 | 1 | 1 | 0 | 0.14 | 0 | 0.43077 | 0 | 1 | 1 | 1 | 1 | 1 | 1
| 5762 | 1 | 1 | 1 | 1 | 1 | 0 | 0.074 | 0 | 0.43077 | 0 | 1 | 1 | 1 | 1 | 1 | 1
| 5763 | 1 | 1 | 1 | 1 | 1 | 0 | 0.033 | 0 | 0.43077 | 0 | 1 | 1 | 1 | 1 | 1 | 1
| 5764 | 1 | 1 | 1 | 1 | 1 | 0 | 0.013 | 0 | 0.43077 | 0 | 1 | 1 | 1 | 1 | 1 | 1
| 5765 | 1 | 1 | 1 | 1 | 1 | 0 | 0.006 | 0 | 0.43077 | 0 | 1 | 1 | 1 | 1 | 1 | 1
| 5766 | 1 | 1 | 1 | 1 | 1 | 0 | 0.005 | 0 | 0.43077 | 0 | 1 | 1 | 1 | 1 | 1 | 1
| 5767 | 1 | 1 | 1 | 1 | 1 | 0.001 | 0.009 | 0 | 0.43077 | 0 | 1 | 1 | 1 | 1 | 1 | 1
| 5768 | 1 | 1 | 1 | 1 | 1 | 0.094 | 0.009 | 0 | 0.43077 | 0 | 1 | 1 | 1 | 1 | 1 | 1
| 5769 | 1 | 1 | 1 | 1 | 1 | 0.266 | 0.002 | 0 | 0.43077 | 0 | 1 | 1 | 1 | 1 | 1 | 1
| 5770 | 1 | 1 | 1 | 1 | 1 | 0.391 | 0 | 0 | 0.43077 | 0 | 1 | 1 | 1 | 1 | 1 | 1
| 5771 | 1 | 1 | 1 | 1 | 1 | 0.525 | 0 | 0 | 0.43077 | 0 | 1 | 1 | 1 | 1 | 1 | 1
| 5772 | 1 | 1 | 1 | 1 | 1 | 0.525 | 0.002 | 0 | 0.43077 | 0 | 1 | 1 | 1 | 1 | 1 | 1
| 5773 | 1 | 1 | 1 | 1 | 1 | 0.398 | 0.002 | 0 | 0.43077 | 0 | 1 | 1 | 1 | 1 | 1 | 1
| 5774 | 1 | 1 | 1 | 1 | 1 | 0.323 | 0.002 | 0 | 0.43077 | 0 | 1 | 1 | 1 | 1 | 1 | 1
| 5775 | 1 | 1 | 1 | 1 | 1 | 0.27 | 0.002 | 0 | 0.43077 | 0 | 1 | 1 | 1 | 1 | 1 | 1
| 5776 | 1 | 1 | 1 | 1 | 1 | 0.202 | 0.005 | 0 | 0.43077 | 0 | 1 | 1 | 1 | 1 | 1 | 1
| 5777 | 1 | 1 | 1 | 1 | 1 | 0.132 | 0.009 | 0 | 0.43077 | 0 | 1 | 1 | 1 | 1 | 1 | 1
| 5778 | 1 | 1 | 1 | 1 | 1 | 0.06 | 0.017 | 0 | 0.43077 | 0 | 1 | 1 | 1 | 1 | 1 | 1
| 5779 | 1 | 1 | 1 | 1 | 1 | 0.002 | 0.041 | 0 | 0.43077 | 0 | 1 | 1 | 1 | 1 | 1 | 1
| 5780 | 1 | 1 | 1 | 1 | 1 | 0 | 0.101 | 0 | 0.43077 | 0 | 1 | 1 | 1 | 1 | 1 | 1
| 5781 | 1 | 1 | 1 | 1 | 1 | 0 | 0.199 | 0 | 0.43077 | 0 | 1 | 1 | 1 | 1 | 1 | 1
| 5782 | 1 | 1 | 1 | 1 | 1 | 0 | 0.319 | 0 | 0.43077 | 0 | 1 | 1 | 1 | 1 | 1 | 1
| 5783 | 1 | 1 | 1 | 1 | 1 | 0 | 0.405 | 0 | 0.43077 | 0 | 1 | 1 | 1 | 1 | 1 | 1
| 5784 | 1 | 1 | 1 | 1 | 1 | 0 | 0.434 | 0 | 0.43077 | 0 | 1 | 1 | 1 | 1 | 1 | 1
| 5785 | 1 | 1 | 1 | 1 | 1 | 0 | 0.278 | 0 | 0.43077 | 0 | 1 | 1 | 1 | 1 | 1 | 1
| 5786 | 1 | 1 | 1 | 1 | 1 | 0 | 0.118 | 0 | 0.43077 | 0 | 1 | 1 | 1 | 1 | 1 | 1
| 5787 | 1 | 1 | 1 | 1 | 1 | 0 | 0.048 | 0 | 0.43077 | 0 | 1 | 1 | 1 | 1 | 1 | 1
| 5788 | 1 | 1 | 1 | 1 | 1 | 0 | 0.025 | 0 | 0.43077 | 0 | 1 | 1 | 1 | 1 | 1 | 1
| 5789 | 1 | 1 | 1 | 1 | 1 | 0 | 0.023 | 0 | 0.43077 | 0 | 1 | 1 | 1 | 1 | 1 | 1
| 5790 | 1 | 1 | 1 | 1 | 1 | 0 | 0.027 | 0 | 0.43077 | 0 | 1 | 1 | 1 | 1 | 1 | 1
| 5791 | 1 | 1 | 1 | 1 | 1 | 0.001 | 0.033 | 0 | 0.43077 | 0 | 1 | 1 | 1 | 1 | 1 | 1
| 5792 | 1 | 1 | 1 | 1 | 1 | 0.096 | 0.037 | 0 | 0.43077 | 0 | 1 | 1 | 1 | 1 | 1 | 1
| 5793 | 1 | 1 | 1 | 1 | 1 | 0.27 | 0.022 | 0 | 0.43077 | 0 | 1 | 1 | 1 | 1 | 1 | 1
| 5794 | 1 | 1 | 1 | 1 | 1 | 0.457 | 0.011 | 0 | 0.43077 | 0 | 1 | 1 | 1 | 1 | 1 | 1
| 5795 | 1 | 1 | 1 | 1 | 1 | 0.587 | 0.01 | 0 | 0.43077 | 0 | 1 | 1 | 1 | 1 | 1 | 1
| 5796 | 1 | 1 | 1 | 1 | 1 | 0.624 | 0.013 | 0 | 0.43077 | 0 | 1 | 1 | 1 | 1 | 1 | 1
| 5797 | 1 | 1 | 1 | 1 | 1 | 0.626 | 0.013 | 0 | 0.43077 | 0 | 1 | 1 | 1 | 1 | 1 | 1
| 5798 | 1 | 1 | 1 | 1 | 1 | 0.579 | 0.013 | 0 | 0.43077 | 0 | 1 | 1 | 1 | 1 | 1 | 1
| 5799 | 1 | 1 | 1 | 1 | 1 | 0.474 | 0.016 | 0 | 0.43077 | 0 | 1 | 1 | 1 | 1 | 1 | 1
| 5800 | 1 | 1 | 1 | 1 | 1 | 0.365 | 0.017 | 0 | 0.43077 | 0 | 1 | 1 | 1 | 1 | 1 | 1
| 5801 | 1 | 1 | 1 | 1 | 1 | 0.218 | 0.016 | 0 | 0.43077 | 0 | 1 | 1 | 1 | 1 | 1 | 1
| 5802 | 1 | 1 | 1 | 1 | 1 | 0.081 | 0.019 | 0 | 0.43077 | 0 | 1 | 1 | 1 | 1 | 1 | 1
| 5803 | 1 | 1 | 1 | 1 | 1 | 0.002 | 0.045 | 0 | 0.43077 | 0 | 1 | 1 | 1 | 1 | 1 | 1
| 5804 | 1 | 1 | 1 | 1 | 1 | 0 | 0.093 | 0 | 0.43077 | 0 | 1 | 1 | 1 | 1 | 1 | 1
| 5805 | 1 | 1 | 1 | 1 | 1 | 0 | 0.137 | 0 | 0.43077 | 0 | 1 | 1 | 1 | 1 | 1 | 1
| 5806 | 1 | 1 | 1 | 1 | 1 | 0 | 0.2 | 0 | 0.43077 | 0 | 1 | 1 | 1 | 1 | 1 | 1
| 5807 | 1 | 1 | 1 | 1 | 1 | 0 | 0.229 | 0 | 0.43077 | 0 | 1 | 1 | 1 | 1 | 1 | 1
| 5808 | 1 | 1 | 1 | 1 | 1 | 0 | 0.193 | 0 | 0.43077 | 0 | 1 | 1 | 1 | 1 | 1 | 1
| 5809 | 1 | 1 | 1 | 1 | 1 | 0 | 0.147 | 0 | 0.43077 | 0 | 1 | 1 | 1 | 1 | 1 | 1
| 5810 | 1 | 1 | 1 | 1 | 1 | 0 | 0.111 | 0 | 0.43077 | 0 | 1 | 1 | 1 | 1 | 1 | 1
| 5811 | 1 | 1 | 1 | 1 | 1 | 0 | 0.098 | 0 | 0.43077 | 0 | 1 | 1 | 1 | 1 | 1 | 1
| 5812 | 1 | 1 | 1 | 1 | 1 | 0 | 0.09 | 0 | 0.43077 | 0 | 1 | 1 | 1 | 1 | 1 | 1
| 5813 | 1 | 1 | 1 | 1 | 1 | 0 | 0.084 | 0 | 0.43077 | 0 | 1 | 1 | 1 | 1 | 1 | 1
| 5814 | 1 | 1 | 1 | 1 | 1 | 0 | 0.075 | 0 | 0.43077 | 0 | 1 | 1 | 1 | 1 | 1 | 1
| 5815 | 1 | 1 | 1 | 1 | 1 | 0.001 | 0.068 | 0 | 0.43077 | 0 | 1 | 1 | 1 | 1 | 1 | 1
| 5816 | 1 | 1 | 1 | 1 | 1 | 0.098 | 0.062 | 0 | 0.43077 | 0 | 1 | 1 | 1 | 1 | 1 | 1
| 5817 | 1 | 1 | 1 | 1 | 1 | 0.248 | 0.034 | 0 | 0.43077 | 0 | 1 | 1 | 1 | 1 | 1 | 1
| 5818 | 1 | 1 | 1 | 1 | 1 | 0.352 | 0.011 | 0 | 0.43077 | 0 | 1 | 1 | 1 | 1 | 1 | 1
| 5819 | 1 | 1 | 1 | 1 | 1 | 0.478 | 0 | 0 | 0.43077 | 0 | 1 | 1 | 1 | 1 | 1 | 1
| 5820 | 1 | 1 | 1 | 1 | 1 | 0.499 | 0 | 0 | 0.43077 | 0 | 1 | 1 | 1 | 1 | 1 | 1
| 5821 | 1 | 1 | 1 | 1 | 1 | 0.368 | 0 | 0 | 0.43077 | 0 | 1 | 1 | 1 | 1 | 1 | 1
| 5822 | 1 | 1 | 1 | 1 | 1 | 0.289 | 0 | 0 | 0.43077 | 0 | 1 | 1 | 1 | 1 | 1 | 1
| 5823 | 1 | 1 | 1 | 1 | 1 | 0.199 | 0 | 0 | 0.43077 | 0 | 1 | 1 | 1 | 1 | 1 | 1
| 5824 | 1 | 1 | 1 | 1 | 1 | 0.138 | 0 | 0 | 0.43077 | 0 | 1 | 1 | 1 | 1 | 1 | 1
| 5825 | 1 | 1 | 1 | 1 | 1 | 0.089 | 0 | 0 | 0.43077 | 0 | 1 | 1 | 1 | 1 | 1 | 1
| 5826 | 1 | 1 | 1 | 1 | 1 | 0.038 | 0.002 | 0 | 0.43077 | 0 | 1 | 1 | 1 | 1 | 1 | 1
| 5827 | 1 | 1 | 1 | 1 | 1 | 0.002 | 0.003 | 0 | 0.43077 | 0 | 1 | 1 | 1 | 1 | 1 | 1
| 5828 | 1 | 1 | 1 | 1 | 1 | 0 | 0.001 | 0 | 0.43077 | 0 | 1 | 1 | 1 | 1 | 1 | 1
| 5829 | 1 | 1 | 1 | 1 | 1 | 0 | 0 | 0 | 0.43077 | 0 | 1 | 1 | 1 | 1 | 1 | 1
| 5830 | 1 | 1 | 1 | 1 | 1 | 0 | 0 | 0 | 0.43077 | 0 | 1 | 1 | 1 | 1 | 1 | 1
| 5831 | 1 | 1 | 1 | 1 | 1 | 0 | 0.003 | 0 | 0.43077 | 0 | 1 | 1 | 1 | 1 | 1 | 1
| 5832 | 1 | 1 | 1 | 1 | 1 | 0 | 0.018 | 0 | 0.43077 | 0 | 1 | 1 | 1 | 1 | 1 | 1
| 5833 | 1 | 1 | 1 | 1 | 1 | 0 | 0.035 | 0 | 0.53176 | 0 | 1 | 1 | 1 | 1 | 1 | 1
| 5834 | 1 | 1 | 1 | 1 | 1 | 0 | 0.032 | 0 | 0.53176 | 0 | 1 | 1 | 1 | 1 | 1 | 1
| 5835 | 1 | 1 | 1 | 1 | 1 | 0 | 0.019 | 0 | 0.53176 | 0 | 1 | 1 | 1 | 1 | 1 | 1
| 5836 | 1 | 1 | 1 | 1 | 1 | 0 | 0.008 | 0 | 0.53176 | 0 | 1 | 1 | 1 | 1 | 1 | 1
| 5837 | 1 | 1 | 1 | 1 | 1 | 0 | 0.003 | 0 | 0.53176 | 0 | 1 | 1 | 1 | 1 | 1 | 1
| 5838 | 1 | 1 | 1 | 1 | 1 | 0 | 0.001 | 0 | 0.53176 | 0 | 1 | 1 | 1 | 1 | 1 | 1
| 5839 | 1 | 1 | 1 | 1 | 1 | 0.002 | 0.001 | 0 | 0.53176 | 0 | 1 | 1 | 1 | 1 | 1 | 1
| 5840 | 1 | 1 | 1 | 1 | 1 | 0.097 | 0.001 | 0 | 0.53176 | 0 | 1 | 1 | 1 | 1 | 1 | 1
| 5841 | 1 | 1 | 1 | 1 | 1 | 0.251 | 0.006 | 0 | 0.53176 | 0 | 1 | 1 | 1 | 1 | 1 | 1
| 5842 | 1 | 1 | 1 | 1 | 1 | 0.416 | 0.008 | 0 | 0.53176 | 0 | 1 | 1 | 1 | 1 | 1 | 1
| 5843 | 1 | 1 | 1 | 1 | 1 | 0.535 | 0.007 | 0 | 0.53176 | 0 | 1 | 1 | 1 | 1 | 1 | 1
| 5844 | 1 | 1 | 1 | 1 | 1 | 0.563 | 0.006 | 0 | 0.53176 | 0 | 1 | 1 | 1 | 1 | 1 | 1
| 5845 | 1 | 1 | 1 | 1 | 1 | 0.475 | 0.002 | 0 | 0.53176 | 0 | 1 | 1 | 1 | 1 | 1 | 1
| 5846 | 1 | 1 | 1 | 1 | 1 | 0.403 | 0.003 | 0 | 0.53176 | 0 | 1 | 1 | 1 | 1 | 1 | 1
| 5847 | 1 | 1 | 1 | 1 | 1 | 0.293 | 0.003 | 0 | 0.53176 | 0 | 1 | 1 | 1 | 1 | 1 | 1
| 5848 | 1 | 1 | 1 | 1 | 1 | 0.2 | 0.001 | 0 | 0.53176 | 0 | 1 | 1 | 1 | 1 | 1 | 1
| 5849 | 1 | 1 | 1 | 1 | 1 | 0.117 | 0.001 | 0 | 0.53176 | 0 | 1 | 1 | 1 | 1 | 1 | 1
| 5850 | 1 | 1 | 1 | 1 | 1 | 0.038 | 0 | 0 | 0.53176 | 0 | 1 | 1 | 1 | 1 | 1 | 1
| 5851 | 1 | 1 | 1 | 1 | 1 | 0 | 0.001 | 0 | 0.53176 | 0 | 1 | 1 | 1 | 1 | 1 | 1
| 5852 | 1 | 1 | 1 | 1 | 1 | 0 | 0.003 | 0 | 0.53176 | 0 | 1 | 1 | 1 | 1 | 1 | 1
| 5853 | 1 | 1 | 1 | 1 | 1 | 0 | 0.008 | 0 | 0.53176 | 0 | 1 | 1 | 1 | 1 | 1 | 1
| 5854 | 1 | 1 | 1 | 1 | 1 | 0 | 0.037 | 0 | 0.53176 | 0 | 1 | 1 | 1 | 1 | 1 | 1
| 5855 | 1 | 1 | 1 | 1 | 1 | 0 | 0.118 | 0 | 0.53176 | 0 | 1 | 1 | 1 | 1 | 1 | 1
| 5856 | 1 | 1 | 1 | 1 | 1 | 0 | 0.182 | 0 | 0.53176 | 0 | 1 | 1 | 1 | 1 | 1 | 1
| 5857 | 1 | 1 | 1 | 1 | 1 | 0 | 0.132 | 0 | 0.53176 | 0 | 1 | 1 | 1 | 1 | 1 | 1
| 5858 | 1 | 1 | 1 | 1 | 1 | 0 | 0.05 | 0 | 0.53176 | 0 | 1 | 1 | 1 | 1 | 1 | 1
| 5859 | 1 | 1 | 1 | 1 | 1 | 0 | 0.013 | 0 | 0.53176 | 0 | 1 | 1 | 1 | 1 | 1 | 1
| 5860 | 1 | 1 | 1 | 1 | 1 | 0 | 0.006 | 0 | 0.53176 | 0 | 1 | 1 | 1 | 1 | 1 | 1
| 5861 | 1 | 1 | 1 | 1 | 1 | 0 | 0.004 | 0 | 0.53176 | 0 | 1 | 1 | 1 | 1 | 1 | 1
| 5862 | 1 | 1 | 1 | 1 | 1 | 0 | 0.003 | 0 | 0.53176 | 0 | 1 | 1 | 1 | 1 | 1 | 1
| 5863 | 1 | 1 | 1 | 1 | 1 | 0 | 0.003 | 0 | 0.53176 | 0 | 1 | 1 | 1 | 1 | 1 | 1
| 5864 | 1 | 1 | 1 | 1 | 1 | 0.036 | 0.003 | 0 | 0.53176 | 0 | 1 | 1 | 1 | 1 | 1 | 1
| 5865 | 1 | 1 | 1 | 1 | 1 | 0.141 | 0.001 | 0 | 0.53176 | 0 | 1 | 1 | 1 | 1 | 1 | 1
| 5866 | 1 | 1 | 1 | 1 | 1 | 0.323 | 0 | 0 | 0.53176 | 0 | 1 | 1 | 1 | 1 | 1 | 1
| 5867 | 1 | 1 | 1 | 1 | 1 | 0.508 | 0 | 0 | 0.53176 | 0 | 1 | 1 | 1 | 1 | 1 | 1
| 5868 | 1 | 1 | 1 | 1 | 1 | 0.568 | 0 | 0 | 0.53176 | 0 | 1 | 1 | 1 | 1 | 1 | 1
| 5869 | 1 | 1 | 1 | 1 | 1 | 0.567 | 0.002 | 0 | 0.53176 | 0 | 1 | 1 | 1 | 1 | 1 | 1
| 5870 | 1 | 1 | 1 | 1 | 1 | 0.539 | 0.016 | 0 | 0.53176 | 0 | 1 | 1 | 1 | 1 | 1 | 1
| 5871 | 1 | 1 | 1 | 1 | 1 | 0.458 | 0.042 | 0 | 0.53176 | 0 | 1 | 1 | 1 | 1 | 1 | 1
| 5872 | 1 | 1 | 1 | 1 | 1 | 0.344 | 0.084 | 0 | 0.53176 | 0 | 1 | 1 | 1 | 1 | 1 | 1
| 5873 | 1 | 1 | 1 | 1 | 1 | 0.22 | 0.148 | 0 | 0.53176 | 0 | 1 | 1 | 1 | 1 | 1 | 1
| 5874 | 1 | 1 | 1 | 1 | 1 | 0.078 | 0.233 | 0 | 0.53176 | 0 | 1 | 1 | 1 | 1 | 1 | 1
| 5875 | 1 | 1 | 1 | 1 | 1 | 0.002 | 0.309 | 0 | 0.53176 | 0 | 1 | 1 | 1 | 1 | 1 | 1
| 5876 | 1 | 1 | 1 | 1 | 1 | 0 | 0.337 | 0 | 0.53176 | 0 | 1 | 1 | 1 | 1 | 1 | 1
| 5877 | 1 | 1 | 1 | 1 | 1 | 0 | 0.352 | 0 | 0.53176 | 0 | 1 | 1 | 1 | 1 | 1 | 1
| 5878 | 1 | 1 | 1 | 1 | 1 | 0 | 0.379 | 0 | 0.53176 | 0 | 1 | 1 | 1 | 1 | 1 | 1
| 5879 | 1 | 1 | 1 | 1 | 1 | 0 | 0.412 | 0 | 0.53176 | 0 | 1 | 1 | 1 | 1 | 1 | 1
| 5880 | 1 | 1 | 1 | 1 | 1 | 0 | 0.369 | 0 | 0.53176 | 0 | 1 | 1 | 1 | 1 | 1 | 1
| 5881 | 1 | 1 | 1 | 1 | 1 | 0 | 0.242 | 0 | 0.53176 | 0 | 1 | 1 | 1 | 1 | 1 | 1
| 5882 | 1 | 1 | 1 | 1 | 1 | 0 | 0.125 | 0 | 0.53176 | 0 | 1 | 1 | 1 | 1 | 1 | 1
| 5883 | 1 | 1 | 1 | 1 | 1 | 0 | 0.062 | 0 | 0.53176 | 0 | 1 | 1 | 1 | 1 | 1 | 1
| 5884 | 1 | 1 | 1 | 1 | 1 | 0 | 0.034 | 0 | 0.53176 | 0 | 1 | 1 | 1 | 1 | 1 | 1
| 5885 | 1 | 1 | 1 | 1 | 1 | 0 | 0.019 | 0 | 0.53176 | 0 | 1 | 1 | 1 | 1 | 1 | 1
| 5886 | 1 | 1 | 1 | 1 | 1 | 0 | 0.012 | 0 | 0.53176 | 0 | 1 | 1 | 1 | 1 | 1 | 1
| 5887 | 1 | 1 | 1 | 1 | 1 | 0 | 0.015 | 0 | 0.53176 | 0 | 1 | 1 | 1 | 1 | 1 | 1
| 5888 | 1 | 1 | 1 | 1 | 1 | 0.069 | 0.029 | 0 | 0.53176 | 0 | 1 | 1 | 1 | 1 | 1 | 1
| 5889 | 1 | 1 | 1 | 1 | 1 | 0.202 | 0.045 | 0 | 0.53176 | 0 | 1 | 1 | 1 | 1 | 1 | 1
| 5890 | 1 | 1 | 1 | 1 | 1 | 0.336 | 0.047 | 0 | 0.53176 | 0 | 1 | 1 | 1 | 1 | 1 | 1
| 5891 | 1 | 1 | 1 | 1 | 1 | 0.533 | 0.046 | 0 | 0.53176 | 0 | 1 | 1 | 1 | 1 | 1 | 1
| 5892 | 1 | 1 | 1 | 1 | 1 | 0.61 | 0.047 | 0 | 0.53176 | 0 | 1 | 1 | 1 | 1 | 1 | 1
| 5893 | 1 | 1 | 1 | 1 | 1 | 0.55 | 0.047 | 0 | 0.53176 | 0 | 1 | 1 | 1 | 1 | 1 | 1
| 5894 | 1 | 1 | 1 | 1 | 1 | 0.53 | 0.044 | 0 | 0.53176 | 0 | 1 | 1 | 1 | 1 | 1 | 1
| 5895 | 1 | 1 | 1 | 1 | 1 | 0.492 | 0.041 | 0 | 0.53176 | 0 | 1 | 1 | 1 | 1 | 1 | 1
| 5896 | 1 | 1 | 1 | 1 | 1 | 0.347 | 0.039 | 0 | 0.53176 | 0 | 1 | 1 | 1 | 1 | 1 | 1
| 5897 | 1 | 1 | 1 | 1 | 1 | 0.229 | 0.045 | 0 | 0.53176 | 0 | 1 | 1 | 1 | 1 | 1 | 1
| 5898 | 1 | 1 | 1 | 1 | 1 | 0.096 | 0.058 | 0 | 0.53176 | 0 | 1 | 1 | 1 | 1 | 1 | 1
| 5899 | 1 | 1 | 1 | 1 | 1 | 0.003 | 0.094 | 0 | 0.53176 | 0 | 1 | 1 | 1 | 1 | 1 | 1
| 5900 | 1 | 1 | 1 | 1 | 1 | 0 | 0.163 | 0 | 0.53176 | 0 | 1 | 1 | 1 | 1 | 1 | 1
| 5901 | 1 | 1 | 1 | 1 | 1 | 0 | 0.222 | 0 | 0.53176 | 0 | 1 | 1 | 1 | 1 | 1 | 1
| 5902 | 1 | 1 | 1 | 1 | 1 | 0 | 0.347 | 0 | 0.53176 | 0 | 1 | 1 | 1 | 1 | 1 | 1
| 5903 | 1 | 1 | 1 | 1 | 1 | 0 | 0.454 | 0 | 0.53176 | 0 | 1 | 1 | 1 | 1 | 1 | 1
| 5904 | 1 | 1 | 1 | 1 | 1 | 0 | 0.445 | 0 | 0.53176 | 0 | 1 | 1 | 1 | 1 | 1 | 1
| 5905 | 1 | 1 | 1 | 1 | 1 | 0 | 0.279 | 0 | 0.53176 | 0 | 1 | 1 | 1 | 1 | 1 | 1
| 5906 | 1 | 1 | 1 | 1 | 1 | 0 | 0.152 | 0 | 0.53176 | 0 | 1 | 1 | 1 | 1 | 1 | 1
| 5907 | 1 | 1 | 1 | 1 | 1 | 0 | 0.093 | 0 | 0.53176 | 0 | 1 | 1 | 1 | 1 | 1 | 1
| 5908 | 1 | 1 | 1 | 1 | 1 | 0 | 0.069 | 0 | 0.53176 | 0 | 1 | 1 | 1 | 1 | 1 | 1
| 5909 | 1 | 1 | 1 | 1 | 1 | 0 | 0.058 | 0 | 0.53176 | 0 | 1 | 1 | 1 | 1 | 1 | 1
| 5910 | 1 | 1 | 1 | 1 | 1 | 0 | 0.046 | 0 | 0.53176 | 0 | 1 | 1 | 1 | 1 | 1 | 1
| 5911 | 1 | 1 | 1 | 1 | 1 | 0.002 | 0.045 | 0 | 0.53176 | 0 | 1 | 1 | 1 | 1 | 1 | 1
| 5912 | 1 | 1 | 1 | 1 | 1 | 0.126 | 0.037 | 0 | 0.53176 | 0 | 1 | 1 | 1 | 1 | 1 | 1
| 5913 | 1 | 1 | 1 | 1 | 1 | 0.353 | 0.027 | 0 | 0.53176 | 0 | 1 | 1 | 1 | 1 | 1 | 1
| 5914 | 1 | 1 | 1 | 1 | 1 | 0.508 | 0.018 | 0 | 0.53176 | 0 | 1 | 1 | 1 | 1 | 1 | 1
| 5915 | 1 | 1 | 1 | 1 | 1 | 0.587 | 0.014 | 0 | 0.53176 | 0 | 1 | 1 | 1 | 1 | 1 | 1
| 5916 | 1 | 1 | 1 | 1 | 1 | 0.646 | 0.013 | 0 | 0.53176 | 0 | 1 | 1 | 1 | 1 | 1 | 1
| 5917 | 1 | 1 | 1 | 1 | 1 | 0.617 | 0.011 | 0 | 0.53176 | 0 | 1 | 1 | 1 | 1 | 1 | 1
| 5918 | 1 | 1 | 1 | 1 | 1 | 0.632 | 0.011 | 0 | 0.53176 | 0 | 1 | 1 | 1 | 1 | 1 | 1
| 5919 | 1 | 1 | 1 | 1 | 1 | 0.553 | 0.016 | 0 | 0.53176 | 0 | 1 | 1 | 1 | 1 | 1 | 1
| 5920 | 1 | 1 | 1 | 1 | 1 | 0.446 | 0.025 | 0 | 0.53176 | 0 | 1 | 1 | 1 | 1 | 1 | 1
| 5921 | 1 | 1 | 1 | 1 | 1 | 0.232 | 0.05 | 0 | 0.53176 | 0 | 1 | 1 | 1 | 1 | 1 | 1
| 5922 | 1 | 1 | 1 | 1 | 1 | 0.103 | 0.095 | 0 | 0.53176 | 0 | 1 | 1 | 1 | 1 | 1 | 1
| 5923 | 1 | 1 | 1 | 1 | 1 | 0.003 | 0.175 | 0 | 0.53176 | 0 | 1 | 1 | 1 | 1 | 1 | 1
| 5924 | 1 | 1 | 1 | 1 | 1 | 0 | 0.254 | 0 | 0.53176 | 0 | 1 | 1 | 1 | 1 | 1 | 1
| 5925 | 1 | 1 | 1 | 1 | 1 | 0 | 0.256 | 0 | 0.53176 | 0 | 1 | 1 | 1 | 1 | 1 | 1
| 5926 | 1 | 1 | 1 | 1 | 1 | 0 | 0.231 | 0 | 0.53176 | 0 | 1 | 1 | 1 | 1 | 1 | 1
| 5927 | 1 | 1 | 1 | 1 | 1 | 0 | 0.221 | 0 | 0.53176 | 0 | 1 | 1 | 1 | 1 | 1 | 1
| 5928 | 1 | 1 | 1 | 1 | 1 | 0 | 0.23 | 0 | 0.53176 | 0 | 1 | 1 | 1 | 1 | 1 | 1
| 5929 | 1 | 1 | 1 | 1 | 1 | 0 | 0.231 | 0 | 0.53176 | 0 | 1 | 1 | 1 | 1 | 1 | 1
| 5930 | 1 | 1 | 1 | 1 | 1 | 0 | 0.194 | 0 | 0.53176 | 0 | 1 | 1 | 1 | 1 | 1 | 1
| 5931 | 1 | 1 | 1 | 1 | 1 | 0 | 0.142 | 0 | 0.53176 | 0 | 1 | 1 | 1 | 1 | 1 | 1
| 5932 | 1 | 1 | 1 | 1 | 1 | 0 | 0.098 | 0 | 0.53176 | 0 | 1 | 1 | 1 | 1 | 1 | 1
| 5933 | 1 | 1 | 1 | 1 | 1 | 0 | 0.057 | 0 | 0.53176 | 0 | 1 | 1 | 1 | 1 | 1 | 1
| 5934 | 1 | 1 | 1 | 1 | 1 | 0 | 0.025 | 0 | 0.53176 | 0 | 1 | 1 | 1 | 1 | 1 | 1
| 5935 | 1 | 1 | 1 | 1 | 1 | 0.001 | 0.009 | 0 | 0.53176 | 0 | 1 | 1 | 1 | 1 | 1 | 1
| 5936 | 1 | 1 | 1 | 1 | 1 | 0.088 | 0.005 | 0 | 0.53176 | 0 | 1 | 1 | 1 | 1 | 1 | 1
| 5937 | 1 | 1 | 1 | 1 | 1 | 0.195 | 0.009 | 0 | 0.53176 | 0 | 1 | 1 | 1 | 1 | 1 | 1
| 5938 | 1 | 1 | 1 | 1 | 1 | 0.245 | 0.016 | 0 | 0.53176 | 0 | 1 | 1 | 1 | 1 | 1 | 1
| 5939 | 1 | 1 | 1 | 1 | 1 | 0.304 | 0.022 | 0 | 0.53176 | 0 | 1 | 1 | 1 | 1 | 1 | 1
| 5940 | 1 | 1 | 1 | 1 | 1 | 0.364 | 0.034 | 0 | 0.53176 | 0 | 1 | 1 | 1 | 1 | 1 | 1
| 5941 | 1 | 1 | 1 | 1 | 1 | 0.444 | 0.05 | 0 | 0.53176 | 0 | 1 | 1 | 1 | 1 | 1 | 1
| 5942 | 1 | 1 | 1 | 1 | 1 | 0.469 | 0.078 | 0 | 0.53176 | 0 | 1 | 1 | 1 | 1 | 1 | 1
| 5943 | 1 | 1 | 1 | 1 | 1 | 0.461 | 0.114 | 0 | 0.53176 | 0 | 1 | 1 | 1 | 1 | 1 | 1
| 5944 | 1 | 1 | 1 | 1 | 1 | 0.398 | 0.148 | 0 | 0.53176 | 0 | 1 | 1 | 1 | 1 | 1 | 1
| 5945 | 1 | 1 | 1 | 1 | 1 | 0.262 | 0.184 | 0 | 0.53176 | 0 | 1 | 1 | 1 | 1 | 1 | 1
| 5946 | 1 | 1 | 1 | 1 | 1 | 0.11 | 0.237 | 0 | 0.53176 | 0 | 1 | 1 | 1 | 1 | 1 | 1
| 5947 | 1 | 1 | 1 | 1 | 1 | 0.004 | 0.281 | 0 | 0.53176 | 0 | 1 | 1 | 1 | 1 | 1 | 1
| 5948 | 1 | 1 | 1 | 1 | 1 | 0 | 0.289 | 0 | 0.53176 | 0 | 1 | 1 | 1 | 1 | 1 | 1
| 5949 | 1 | 1 | 1 | 1 | 1 | 0 | 0.245 | 0 | 0.53176 | 0 | 1 | 1 | 1 | 1 | 1 | 1
| 5950 | 1 | 1 | 1 | 1 | 1 | 0 | 0.183 | 0 | 0.53176 | 0 | 1 | 1 | 1 | 1 | 1 | 1
| 5951 | 1 | 1 | 1 | 1 | 1 | 0 | 0.146 | 0 | 0.53176 | 0 | 1 | 1 | 1 | 1 | 1 | 1
| 5952 | 1 | 1 | 1 | 1 | 1 | 0 | 0.155 | 0 | 0.53176 | 0 | 1 | 1 | 1 | 1 | 1 | 1
| 5953 | 1 | 1 | 1 | 1 | 1 | 0 | 0.189 | 0 | 0.53176 | 0 | 1 | 1 | 1 | 1 | 1 | 1
| 5954 | 1 | 1 | 1 | 1 | 1 | 0 | 0.169 | 0 | 0.53176 | 0 | 1 | 1 | 1 | 1 | 1 | 1
| 5955 | 1 | 1 | 1 | 1 | 1 | 0 | 0.094 | 0 | 0.53176 | 0 | 1 | 1 | 1 | 1 | 1 | 1
| 5956 | 1 | 1 | 1 | 1 | 1 | 0 | 0.035 | 0 | 0.53176 | 0 | 1 | 1 | 1 | 1 | 1 | 1
| 5957 | 1 | 1 | 1 | 1 | 1 | 0 | 0.005 | 0 | 0.53176 | 0 | 1 | 1 | 1 | 1 | 1 | 1
| 5958 | 1 | 1 | 1 | 1 | 1 | 0 | 0 | 0 | 0.53176 | 0 | 1 | 1 | 1 | 1 | 1 | 1
| 5959 | 1 | 1 | 1 | 1 | 1 | 0.002 | 0 | 0 | 0.53176 | 0 | 1 | 1 | 1 | 1 | 1 | 1
| 5960 | 1 | 1 | 1 | 1 | 1 | 0.11 | 0 | 0 | 0.53176 | 0 | 1 | 1 | 1 | 1 | 1 | 1
| 5961 | 1 | 1 | 1 | 1 | 1 | 0.277 | 0.002 | 0 | 0.53176 | 0 | 1 | 1 | 1 | 1 | 1 | 1
| 5962 | 1 | 1 | 1 | 1 | 1 | 0.392 | 0.011 | 0 | 0.53176 | 0 | 1 | 1 | 1 | 1 | 1 | 1
| 5963 | 1 | 1 | 1 | 1 | 1 | 0.451 | 0.016 | 0 | 0.53176 | 0 | 1 | 1 | 1 | 1 | 1 | 1
| 5964 | 1 | 1 | 1 | 1 | 1 | 0.475 | 0.018 | 0 | 0.53176 | 0 | 1 | 1 | 1 | 1 | 1 | 1
| 5965 | 1 | 1 | 1 | 1 | 1 | 0.531 | 0.021 | 0 | 0.53176 | 0 | 1 | 1 | 1 | 1 | 1 | 1
| 5966 | 1 | 1 | 1 | 1 | 1 | 0.507 | 0.027 | 0 | 0.53176 | 0 | 1 | 1 | 1 | 1 | 1 | 1
| 5967 | 1 | 1 | 1 | 1 | 1 | 0.457 | 0.035 | 0 | 0.53176 | 0 | 1 | 1 | 1 | 1 | 1 | 1
| 5968 | 1 | 1 | 1 | 1 | 1 | 0.359 | 0.035 | 0 | 0.53176 | 0 | 1 | 1 | 1 | 1 | 1 | 1
| 5969 | 1 | 1 | 1 | 1 | 1 | 0.224 | 0.038 | 0 | 0.53176 | 0 | 1 | 1 | 1 | 1 | 1 | 1
| 5970 | 1 | 1 | 1 | 1 | 1 | 0.089 | 0.057 | 0 | 0.53176 | 0 | 1 | 1 | 1 | 1 | 1 | 1
| 5971 | 1 | 1 | 1 | 1 | 1 | 0.002 | 0.098 | 0 | 0.53176 | 0 | 1 | 1 | 1 | 1 | 1 | 1
| 5972 | 1 | 1 | 1 | 1 | 1 | 0 | 0.128 | 0 | 0.53176 | 0 | 1 | 1 | 1 | 1 | 1 | 1
| 5973 | 1 | 1 | 1 | 1 | 1 | 0 | 0.123 | 0 | 0.53176 | 0 | 1 | 1 | 1 | 1 | 1 | 1
| 5974 | 1 | 1 | 1 | 1 | 1 | 0 | 0.126 | 0 | 0.53176 | 0 | 1 | 1 | 1 | 1 | 1 | 1
| 5975 | 1 | 1 | 1 | 1 | 1 | 0 | 0.131 | 0 | 0.53176 | 0 | 1 | 1 | 1 | 1 | 1 | 1
| 5976 | 1 | 1 | 1 | 1 | 1 | 0 | 0.119 | 0 | 0.53176 | 0 | 1 | 1 | 1 | 1 | 1 | 1
| 5977 | 1 | 1 | 1 | 1 | 1 | 0 | 0.113 | 0 | 0.53176 | 0 | 1 | 1 | 1 | 1 | 1 | 1
| 5978 | 1 | 1 | 1 | 1 | 1 | 0 | 0.101 | 0 | 0.53176 | 0 | 1 | 1 | 1 | 1 | 1 | 1
| 5979 | 1 | 1 | 1 | 1 | 1 | 0 | 0.073 | 0 | 0.53176 | 0 | 1 | 1 | 1 | 1 | 1 | 1
| 5980 | 1 | 1 | 1 | 1 | 1 | 0 | 0.053 | 0 | 0.53176 | 0 | 1 | 1 | 1 | 1 | 1 | 1
| 5981 | 1 | 1 | 1 | 1 | 1 | 0 | 0.049 | 0 | 0.53176 | 0 | 1 | 1 | 1 | 1 | 1 | 1
| 5982 | 1 | 1 | 1 | 1 | 1 | 0 | 0.054 | 0 | 0.53176 | 0 | 1 | 1 | 1 | 1 | 1 | 1
| 5983 | 1 | 1 | 1 | 1 | 1 | 0 | 0.07 | 0 | 0.53176 | 0 | 1 | 1 | 1 | 1 | 1 | 1
| 5984 | 1 | 1 | 1 | 1 | 1 | 0.038 | 0.112 | 0 | 0.53176 | 0 | 1 | 1 | 1 | 1 | 1 | 1
| 5985 | 1 | 1 | 1 | 1 | 1 | 0.113 | 0.158 | 0 | 0.53176 | 0 | 1 | 1 | 1 | 1 | 1 | 1
| 5986 | 1 | 1 | 1 | 1 | 1 | 0.202 | 0.178 | 0 | 0.53176 | 0 | 1 | 1 | 1 | 1 | 1 | 1
| 5987 | 1 | 1 | 1 | 1 | 1 | 0.29 | 0.171 | 0 | 0.53176 | 0 | 1 | 1 | 1 | 1 | 1 | 1
| 5988 | 1 | 1 | 1 | 1 | 1 | 0.368 | 0.148 | 0 | 0.53176 | 0 | 1 | 1 | 1 | 1 | 1 | 1
| 5989 | 1 | 1 | 1 | 1 | 1 | 0.438 | 0.122 | 0 | 0.53176 | 0 | 1 | 1 | 1 | 1 | 1 | 1
| 5990 | 1 | 1 | 1 | 1 | 1 | 0.501 | 0.109 | 0 | 0.53176 | 0 | 1 | 1 | 1 | 1 | 1 | 1
| 5991 | 1 | 1 | 1 | 1 | 1 | 0.485 | 0.108 | 0 | 0.53176 | 0 | 1 | 1 | 1 | 1 | 1 | 1
| 5992 | 1 | 1 | 1 | 1 | 1 | 0.37 | 0.109 | 0 | 0.53176 | 0 | 1 | 1 | 1 | 1 | 1 | 1
| 5993 | 1 | 1 | 1 | 1 | 1 | 0.24 | 0.106 | 0 | 0.53176 | 0 | 1 | 1 | 1 | 1 | 1 | 1
| 5994 | 1 | 1 | 1 | 1 | 1 | 0.094 | 0.094 | 0 | 0.53176 | 0 | 1 | 1 | 1 | 1 | 1 | 1
| 5995 | 1 | 1 | 1 | 1 | 1 | 0.002 | 0.086 | 0 | 0.53176 | 0 | 1 | 1 | 1 | 1 | 1 | 1
| 5996 | 1 | 1 | 1 | 1 | 1 | 0 | 0.095 | 0 | 0.53176 | 0 | 1 | 1 | 1 | 1 | 1 | 1
| 5997 | 1 | 1 | 1 | 1 | 1 | 0 | 0.124 | 0 | 0.53176 | 0 | 1 | 1 | 1 | 1 | 1 | 1
| 5998 | 1 | 1 | 1 | 1 | 1 | 0 | 0.165 | 0 | 0.53176 | 0 | 1 | 1 | 1 | 1 | 1 | 1
| 5999 | 1 | 1 | 1 | 1 | 1 | 0 | 0.195 | 0 | 0.53176 | 0 | 1 | 1 | 1 | 1 | 1 | 1
| 6000 | 1 | 1 | 1 | 1 | 1 | 0 | 0.236 | 0 | 0.53176 | 0 | 1 | 1 | 1 | 1 | 1 | 1
| 6001 | 1 | 1 | 1 | 1 | 1 | 0 | 0.199 | 0 | 0.53176 | 0 | 1 | 1 | 1 | 1 | 1 | 1
| 6002 | 1 | 1 | 1 | 1 | 1 | 0 | 0.111 | 0 | 0.53176 | 0 | 1 | 1 | 1 | 1 | 1 | 1
| 6003 | 1 | 1 | 1 | 1 | 1 | 0 | 0.056 | 0 | 0.53176 | 0 | 1 | 1 | 1 | 1 | 1 | 1
| 6004 | 1 | 1 | 1 | 1 | 1 | 0 | 0.032 | 0 | 0.53176 | 0 | 1 | 1 | 1 | 1 | 1 | 1
| 6005 | 1 | 1 | 1 | 1 | 1 | 0 | 0.024 | 0 | 0.53176 | 0 | 1 | 1 | 1 | 1 | 1 | 1
| 6006 | 1 | 1 | 1 | 1 | 1 | 0 | 0.024 | 0 | 0.53176 | 0 | 1 | 1 | 1 | 1 | 1 | 1
| 6007 | 1 | 1 | 1 | 1 | 1 | 0.001 | 0.04 | 0 | 0.53176 | 0 | 1 | 1 | 1 | 1 | 1 | 1
| 6008 | 1 | 1 | 1 | 1 | 1 | 0.086 | 0.082 | 0 | 0.53176 | 0 | 1 | 1 | 1 | 1 | 1 | 1
| 6009 | 1 | 1 | 1 | 1 | 1 | 0.239 | 0.138 | 0 | 0.53176 | 0 | 1 | 1 | 1 | 1 | 1 | 1
| 6010 | 1 | 1 | 1 | 1 | 1 | 0.398 | 0.135 | 0 | 0.53176 | 0 | 1 | 1 | 1 | 1 | 1 | 1
| 6011 | 1 | 1 | 1 | 1 | 1 | 0.532 | 0.101 | 0 | 0.53176 | 0 | 1 | 1 | 1 | 1 | 1 | 1
| 6012 | 1 | 1 | 1 | 1 | 1 | 0.626 | 0.083 | 0 | 0.53176 | 0 | 1 | 1 | 1 | 1 | 1 | 1
| 6013 | 1 | 1 | 1 | 1 | 1 | 0.647 | 0.08 | 0 | 0.53176 | 0 | 1 | 1 | 1 | 1 | 1 | 1
| 6014 | 1 | 1 | 1 | 1 | 1 | 0.567 | 0.084 | 0 | 0.53176 | 0 | 1 | 1 | 1 | 1 | 1 | 1
| 6015 | 1 | 1 | 1 | 1 | 1 | 0.446 | 0.096 | 0 | 0.53176 | 0 | 1 | 1 | 1 | 1 | 1 | 1
| 6016 | 1 | 1 | 1 | 1 | 1 | 0.408 | 0.111 | 0 | 0.53176 | 0 | 1 | 1 | 1 | 1 | 1 | 1
| 6017 | 1 | 1 | 1 | 1 | 1 | 0.208 | 0.134 | 0 | 0.53176 | 0 | 1 | 1 | 1 | 1 | 1 | 1
| 6018 | 1 | 1 | 1 | 1 | 1 | 0.087 | 0.176 | 0 | 0.53176 | 0 | 1 | 1 | 1 | 1 | 1 | 1
| 6019 | 1 | 1 | 1 | 1 | 1 | 0.002 | 0.221 | 0 | 0.53176 | 0 | 1 | 1 | 1 | 1 | 1 | 1
| 6020 | 1 | 1 | 1 | 1 | 1 | 0 | 0.241 | 0 | 0.53176 | 0 | 1 | 1 | 1 | 1 | 1 | 1
| 6021 | 1 | 1 | 1 | 1 | 1 | 0 | 0.28 | 0 | 0.53176 | 0 | 1 | 1 | 1 | 1 | 1 | 1
| 6022 | 1 | 1 | 1 | 1 | 1 | 0 | 0.334 | 0 | 0.53176 | 0 | 1 | 1 | 1 | 1 | 1 | 1
| 6023 | 1 | 1 | 1 | 1 | 1 | 0 | 0.311 | 0 | 0.53176 | 0 | 1 | 1 | 1 | 1 | 1 | 1
| 6024 | 1 | 1 | 1 | 1 | 1 | 0 | 0.248 | 0 | 0.53176 | 0 | 1 | 1 | 1 | 1 | 1 | 1
| 6025 | 1 | 1 | 1 | 1 | 1 | 0 | 0.172 | 0 | 0.53176 | 0 | 1 | 1 | 1 | 1 | 1 | 1
| 6026 | 1 | 1 | 1 | 1 | 1 | 0 | 0.116 | 0 | 0.53176 | 0 | 1 | 1 | 1 | 1 | 1 | 1
| 6027 | 1 | 1 | 1 | 1 | 1 | 0 | 0.096 | 0 | 0.53176 | 0 | 1 | 1 | 1 | 1 | 1 | 1
| 6028 | 1 | 1 | 1 | 1 | 1 | 0 | 0.082 | 0 | 0.53176 | 0 | 1 | 1 | 1 | 1 | 1 | 1
| 6029 | 1 | 1 | 1 | 1 | 1 | 0 | 0.07 | 0 | 0.53176 | 0 | 1 | 1 | 1 | 1 | 1 | 1
| 6030 | 1 | 1 | 1 | 1 | 1 | 0 | 0.057 | 0 | 0.53176 | 0 | 1 | 1 | 1 | 1 | 1 | 1
| 6031 | 1 | 1 | 1 | 1 | 1 | 0.001 | 0.048 | 0 | 0.53176 | 0 | 1 | 1 | 1 | 1 | 1 | 1
| 6032 | 1 | 1 | 1 | 1 | 1 | 0.123 | 0.096 | 0 | 0.53176 | 0 | 1 | 1 | 1 | 1 | 1 | 1
| 6033 | 1 | 1 | 1 | 1 | 1 | 0.348 | 0.204 | 0 | 0.53176 | 0 | 1 | 1 | 1 | 1 | 1 | 1
| 6034 | 1 | 1 | 1 | 1 | 1 | 0.531 | 0.253 | 0 | 0.53176 | 0 | 1 | 1 | 1 | 1 | 1 | 1
| 6035 | 1 | 1 | 1 | 1 | 1 | 0.647 | 0.294 | 0 | 0.53176 | 0 | 1 | 1 | 1 | 1 | 1 | 1
| 6036 | 1 | 1 | 1 | 1 | 1 | 0.707 | 0.333 | 0 | 0.53176 | 0 | 1 | 1 | 1 | 1 | 1 | 1
| 6037 | 1 | 1 | 1 | 1 | 1 | 0.724 | 0.352 | 0 | 0.53176 | 0 | 1 | 1 | 1 | 1 | 1 | 1
| 6038 | 1 | 1 | 1 | 1 | 1 | 0.703 | 0.379 | 0 | 0.53176 | 0 | 1 | 1 | 1 | 1 | 1 | 1
| 6039 | 1 | 1 | 1 | 1 | 1 | 0.639 | 0.413 | 0 | 0.53176 | 0 | 1 | 1 | 1 | 1 | 1 | 1
| 6040 | 1 | 1 | 1 | 1 | 1 | 0.524 | 0.449 | 0 | 0.53176 | 0 | 1 | 1 | 1 | 1 | 1 | 1
| 6041 | 1 | 1 | 1 | 1 | 1 | 0.357 | 0.481 | 0 | 0.53176 | 0 | 1 | 1 | 1 | 1 | 1 | 1
| 6042 | 1 | 1 | 1 | 1 | 1 | 0.143 | 0.514 | 0 | 0.53176 | 0 | 1 | 1 | 1 | 1 | 1 | 1
| 6043 | 1 | 1 | 1 | 1 | 1 | 0.004 | 0.596 | 0 | 0.53176 | 0 | 1 | 1 | 1 | 1 | 1 | 1
| 6044 | 1 | 1 | 1 | 1 | 1 | 0 | 0.637 | 0 | 0.53176 | 0 | 1 | 1 | 1 | 1 | 1 | 1
| 6045 | 1 | 1 | 1 | 1 | 1 | 0 | 0.654 | 0 | 0.53176 | 0 | 1 | 1 | 1 | 1 | 1 | 1
| 6046 | 1 | 1 | 1 | 1 | 1 | 0 | 0.711 | 0 | 0.53176 | 0 | 1 | 1 | 1 | 1 | 1 | 1
| 6047 | 1 | 1 | 1 | 1 | 1 | 0 | 0.689 | 0 | 0.53176 | 0 | 1 | 1 | 1 | 1 | 1 | 1
| 6048 | 1 | 1 | 1 | 1 | 1 | 0 | 0.532 | 0 | 0.53176 | 0 | 1 | 1 | 1 | 1 | 1 | 1
| 6049 | 1 | 1 | 1 | 1 | 1 | 0 | 0.364 | 0 | 0.53176 | 0 | 1 | 1 | 1 | 1 | 1 | 1
| 6050 | 1 | 1 | 1 | 1 | 1 | 0 | 0.19 | 0 | 0.53176 | 0 | 1 | 1 | 1 | 1 | 1 | 1
| 6051 | 1 | 1 | 1 | 1 | 1 | 0 | 0.072 | 0 | 0.53176 | 0 | 1 | 1 | 1 | 1 | 1 | 1
| 6052 | 1 | 1 | 1 | 1 | 1 | 0 | 0.059 | 0 | 0.53176 | 0 | 1 | 1 | 1 | 1 | 1 | 1
| 6053 | 1 | 1 | 1 | 1 | 1 | 0 | 0.036 | 0 | 0.53176 | 0 | 1 | 1 | 1 | 1 | 1 | 1
| 6054 | 1 | 1 | 1 | 1 | 1 | 0 | 0.026 | 0 | 0.53176 | 0 | 1 | 1 | 1 | 1 | 1 | 1
| 6055 | 1 | 1 | 1 | 1 | 1 | 0.002 | 0.07 | 0 | 0.53176 | 0 | 1 | 1 | 1 | 1 | 1 | 1
| 6056 | 1 | 1 | 1 | 1 | 1 | 0.109 | 0.171 | 0 | 0.53176 | 0 | 1 | 1 | 1 | 1 | 1 | 1
| 6057 | 1 | 1 | 1 | 1 | 1 | 0.289 | 0.458 | 0 | 0.53176 | 0 | 1 | 1 | 1 | 1 | 1 | 1
| 6058 | 1 | 1 | 1 | 1 | 1 | 0.486 | 0.505 | 0 | 0.53176 | 0 | 1 | 1 | 1 | 1 | 1 | 1
| 6059 | 1 | 1 | 1 | 1 | 1 | 0.616 | 0.466 | 0 | 0.53176 | 0 | 1 | 1 | 1 | 1 | 1 | 1
| 6060 | 1 | 1 | 1 | 1 | 1 | 0.7 | 0.415 | 0 | 0.53176 | 0 | 1 | 1 | 1 | 1 | 1 | 1
| 6061 | 1 | 1 | 1 | 1 | 1 | 0.704 | 0.355 | 0 | 0.53176 | 0 | 1 | 1 | 1 | 1 | 1 | 1
| 6062 | 1 | 1 | 1 | 1 | 1 | 0.674 | 0.309 | 0 | 0.53176 | 0 | 1 | 1 | 1 | 1 | 1 | 1
| 6063 | 1 | 1 | 1 | 1 | 1 | 0.606 | 0.288 | 0 | 0.53176 | 0 | 1 | 1 | 1 | 1 | 1 | 1
| 6064 | 1 | 1 | 1 | 1 | 1 | 0.444 | 0.3 | 0 | 0.53176 | 0 | 1 | 1 | 1 | 1 | 1 | 1
| 6065 | 1 | 1 | 1 | 1 | 1 | 0.294 | 0.356 | 0 | 0.53176 | 0 | 1 | 1 | 1 | 1 | 1 | 1
| 6066 | 1 | 1 | 1 | 1 | 1 | 0.117 | 0.421 | 0 | 0.53176 | 0 | 1 | 1 | 1 | 1 | 1 | 1
| 6067 | 1 | 1 | 1 | 1 | 1 | 0.003 | 0.481 | 0 | 0.53176 | 0 | 1 | 1 | 1 | 1 | 1 | 1
| 6068 | 1 | 1 | 1 | 1 | 1 | 0 | 0.502 | 0 | 0.53176 | 0 | 1 | 1 | 1 | 1 | 1 | 1
| 6069 | 1 | 1 | 1 | 1 | 1 | 0 | 0.467 | 0 | 0.53176 | 0 | 1 | 1 | 1 | 1 | 1 | 1
| 6070 | 1 | 1 | 1 | 1 | 1 | 0 | 0.388 | 0 | 0.53176 | 0 | 1 | 1 | 1 | 1 | 1 | 1
| 6071 | 1 | 1 | 1 | 1 | 1 | 0 | 0.311 | 0 | 0.53176 | 0 | 1 | 1 | 1 | 1 | 1 | 1
| 6072 | 1 | 1 | 1 | 1 | 1 | 0 | 0.23 | 0 | 0.53176 | 0 | 1 | 1 | 1 | 1 | 1 | 1
| 6073 | 1 | 1 | 1 | 1 | 1 | 0 | 0.163 | 0 | 0.53176 | 0 | 1 | 1 | 1 | 1 | 1 | 1
| 6074 | 1 | 1 | 1 | 1 | 1 | 0 | 0.133 | 0 | 0.53176 | 0 | 1 | 1 | 1 | 1 | 1 | 1
| 6075 | 1 | 1 | 1 | 1 | 1 | 0 | 0.135 | 0 | 0.53176 | 0 | 1 | 1 | 1 | 1 | 1 | 1
| 6076 | 1 | 1 | 1 | 1 | 1 | 0 | 0.127 | 0 | 0.53176 | 0 | 1 | 1 | 1 | 1 | 1 | 1
| 6077 | 1 | 1 | 1 | 1 | 1 | 0 | 0.111 | 0 | 0.53176 | 0 | 1 | 1 | 1 | 1 | 1 | 1
| 6078 | 1 | 1 | 1 | 1 | 1 | 0 | 0.101 | 0 | 0.53176 | 0 | 1 | 1 | 1 | 1 | 1 | 1
| 6079 | 1 | 1 | 1 | 1 | 1 | 0.002 | 0.098 | 0 | 0.53176 | 0 | 1 | 1 | 1 | 1 | 1 | 1
| 6080 | 1 | 1 | 1 | 1 | 1 | 0.116 | 0.116 | 0 | 0.53176 | 0 | 1 | 1 | 1 | 1 | 1 | 1
| 6081 | 1 | 1 | 1 | 1 | 1 | 0.315 | 0.114 | 0 | 0.53176 | 0 | 1 | 1 | 1 | 1 | 1 | 1
| 6082 | 1 | 1 | 1 | 1 | 1 | 0.513 | 0.101 | 0 | 0.53176 | 0 | 1 | 1 | 1 | 1 | 1 | 1
| 6083 | 1 | 1 | 1 | 1 | 1 | 0.641 | 0.1 | 0 | 0.53176 | 0 | 1 | 1 | 1 | 1 | 1 | 1
| 6084 | 1 | 1 | 1 | 1 | 1 | 0.707 | 0.106 | 0 | 0.53176 | 0 | 1 | 1 | 1 | 1 | 1 | 1
| 6085 | 1 | 1 | 1 | 1 | 1 | 0.725 | 0.118 | 0 | 0.53176 | 0 | 1 | 1 | 1 | 1 | 1 | 1
| 6086 | 1 | 1 | 1 | 1 | 1 | 0.698 | 0.144 | 0 | 0.53176 | 0 | 1 | 1 | 1 | 1 | 1 | 1
| 6087 | 1 | 1 | 1 | 1 | 1 | 0.626 | 0.187 | 0 | 0.53176 | 0 | 1 | 1 | 1 | 1 | 1 | 1
| 6088 | 1 | 1 | 1 | 1 | 1 | 0.524 | 0.243 | 0 | 0.53176 | 0 | 1 | 1 | 1 | 1 | 1 | 1
| 6089 | 1 | 1 | 1 | 1 | 1 | 0.358 | 0.304 | 0 | 0.53176 | 0 | 1 | 1 | 1 | 1 | 1 | 1
| 6090 | 1 | 1 | 1 | 1 | 1 | 0.155 | 0.402 | 0 | 0.53176 | 0 | 1 | 1 | 1 | 1 | 1 | 1
| 6091 | 1 | 1 | 1 | 1 | 1 | 0.007 | 0.535 | 0 | 0.53176 | 0 | 1 | 1 | 1 | 1 | 1 | 1
| 6092 | 1 | 1 | 1 | 1 | 1 | 0 | 0.586 | 0 | 0.53176 | 0 | 1 | 1 | 1 | 1 | 1 | 1
| 6093 | 1 | 1 | 1 | 1 | 1 | 0 | 0.503 | 0 | 0.53176 | 0 | 1 | 1 | 1 | 1 | 1 | 1
| 6094 | 1 | 1 | 1 | 1 | 1 | 0 | 0.386 | 0 | 0.53176 | 0 | 1 | 1 | 1 | 1 | 1 | 1
| 6095 | 1 | 1 | 1 | 1 | 1 | 0 | 0.313 | 0 | 0.53176 | 0 | 1 | 1 | 1 | 1 | 1 | 1
| 6096 | 1 | 1 | 1 | 1 | 1 | 0 | 0.266 | 0 | 0.53176 | 0 | 1 | 1 | 1 | 1 | 1 | 1
| 6097 | 1 | 1 | 1 | 1 | 1 | 0 | 0.197 | 0 | 0.53176 | 0 | 1 | 1 | 1 | 1 | 1 | 1
| 6098 | 1 | 1 | 1 | 1 | 1 | 0 | 0.105 | 0 | 0.53176 | 0 | 1 | 1 | 1 | 1 | 1 | 1
| 6099 | 1 | 1 | 1 | 1 | 1 | 0 | 0.052 | 0 | 0.53176 | 0 | 1 | 1 | 1 | 1 | 1 | 1
| 6100 | 1 | 1 | 1 | 1 | 1 | 0 | 0.023 | 0 | 0.53176 | 0 | 1 | 1 | 1 | 1 | 1 | 1
| 6101 | 1 | 1 | 1 | 1 | 1 | 0 | 0.012 | 0 | 0.53176 | 0 | 1 | 1 | 1 | 1 | 1 | 1
| 6102 | 1 | 1 | 1 | 1 | 1 | 0 | 0.008 | 0 | 0.53176 | 0 | 1 | 1 | 1 | 1 | 1 | 1
| 6103 | 1 | 1 | 1 | 1 | 1 | 0.002 | 0.006 | 0 | 0.53176 | 0 | 1 | 1 | 1 | 1 | 1 | 1
| 6104 | 1 | 1 | 1 | 1 | 1 | 0.131 | 0.01 | 0 | 0.53176 | 0 | 1 | 1 | 1 | 1 | 1 | 1
| 6105 | 1 | 1 | 1 | 1 | 1 | 0.329 | 0.023 | 0 | 0.53176 | 0 | 1 | 1 | 1 | 1 | 1 | 1
| 6106 | 1 | 1 | 1 | 1 | 1 | 0.539 | 0.054 | 0 | 0.53176 | 0 | 1 | 1 | 1 | 1 | 1 | 1
| 6107 | 1 | 1 | 1 | 1 | 1 | 0.647 | 0.094 | 0 | 0.53176 | 0 | 1 | 1 | 1 | 1 | 1 | 1
| 6108 | 1 | 1 | 1 | 1 | 1 | 0.709 | 0.145 | 0 | 0.53176 | 0 | 1 | 1 | 1 | 1 | 1 | 1
| 6109 | 1 | 1 | 1 | 1 | 1 | 0.726 | 0.206 | 0 | 0.53176 | 0 | 1 | 1 | 1 | 1 | 1 | 1
| 6110 | 1 | 1 | 1 | 1 | 1 | 0.703 | 0.284 | 0 | 0.53176 | 0 | 1 | 1 | 1 | 1 | 1 | 1
| 6111 | 1 | 1 | 1 | 1 | 1 | 0.636 | 0.364 | 0 | 0.53176 | 0 | 1 | 1 | 1 | 1 | 1 | 1
| 6112 | 1 | 1 | 1 | 1 | 1 | 0.526 | 0.422 | 0 | 0.53176 | 0 | 1 | 1 | 1 | 1 | 1 | 1
| 6113 | 1 | 1 | 1 | 1 | 1 | 0.37 | 0.473 | 0 | 0.53176 | 0 | 1 | 1 | 1 | 1 | 1 | 1
| 6114 | 1 | 1 | 1 | 1 | 1 | 0.163 | 0.529 | 0 | 0.53176 | 0 | 1 | 1 | 1 | 1 | 1 | 1
| 6115 | 1 | 1 | 1 | 1 | 1 | 0.007 | 0.601 | 0 | 0.53176 | 0 | 1 | 1 | 1 | 1 | 1 | 1
| 6116 | 1 | 1 | 1 | 1 | 1 | 0 | 0.58 | 0 | 0.53176 | 0 | 1 | 1 | 1 | 1 | 1 | 1
| 6117 | 1 | 1 | 1 | 1 | 1 | 0 | 0.484 | 0 | 0.53176 | 0 | 1 | 1 | 1 | 1 | 1 | 1
| 6118 | 1 | 1 | 1 | 1 | 1 | 0 | 0.425 | 0 | 0.53176 | 0 | 1 | 1 | 1 | 1 | 1 | 1
| 6119 | 1 | 1 | 1 | 1 | 1 | 0 | 0.413 | 0 | 0.53176 | 0 | 1 | 1 | 1 | 1 | 1 | 1
| 6120 | 1 | 1 | 1 | 1 | 1 | 0 | 0.432 | 0 | 0.53176 | 0 | 1 | 1 | 1 | 1 | 1 | 1
| 6121 | 1 | 1 | 1 | 1 | 1 | 0 | 0.255 | 0 | 0.53176 | 0 | 1 | 1 | 1 | 1 | 1 | 1
| 6122 | 1 | 1 | 1 | 1 | 1 | 0 | 0.115 | 0 | 0.53176 | 0 | 1 | 1 | 1 | 1 | 1 | 1
| 6123 | 1 | 1 | 1 | 1 | 1 | 0 | 0.058 | 0 | 0.53176 | 0 | 1 | 1 | 1 | 1 | 1 | 1
| 6124 | 1 | 1 | 1 | 1 | 1 | 0 | 0.056 | 0 | 0.53176 | 0 | 1 | 1 | 1 | 1 | 1 | 1
| 6125 | 1 | 1 | 1 | 1 | 1 | 0 | 0.063 | 0 | 0.53176 | 0 | 1 | 1 | 1 | 1 | 1 | 1
| 6126 | 1 | 1 | 1 | 1 | 1 | 0 | 0.054 | 0 | 0.53176 | 0 | 1 | 1 | 1 | 1 | 1 | 1
| 6127 | 1 | 1 | 1 | 1 | 1 | 0.002 | 0.053 | 0 | 0.53176 | 0 | 1 | 1 | 1 | 1 | 1 | 1
| 6128 | 1 | 1 | 1 | 1 | 1 | 0.13 | 0.048 | 0 | 0.53176 | 0 | 1 | 1 | 1 | 1 | 1 | 1
| 6129 | 1 | 1 | 1 | 1 | 1 | 0.361 | 0.039 | 0 | 0.53176 | 0 | 1 | 1 | 1 | 1 | 1 | 1
| 6130 | 1 | 1 | 1 | 1 | 1 | 0.537 | 0.057 | 0 | 0.53176 | 0 | 1 | 1 | 1 | 1 | 1 | 1
| 6131 | 1 | 1 | 1 | 1 | 1 | 0.645 | 0.097 | 0 | 0.53176 | 0 | 1 | 1 | 1 | 1 | 1 | 1
| 6132 | 1 | 1 | 1 | 1 | 1 | 0.706 | 0.141 | 0 | 0.53176 | 0 | 1 | 1 | 1 | 1 | 1 | 1
| 6133 | 1 | 1 | 1 | 1 | 1 | 0.725 | 0.175 | 0 | 0.53176 | 0 | 1 | 1 | 1 | 1 | 1 | 1
| 6134 | 1 | 1 | 1 | 1 | 1 | 0.702 | 0.211 | 0 | 0.53176 | 0 | 1 | 1 | 1 | 1 | 1 | 1
| 6135 | 1 | 1 | 1 | 1 | 1 | 0.638 | 0.262 | 0 | 0.53176 | 0 | 1 | 1 | 1 | 1 | 1 | 1
| 6136 | 1 | 1 | 1 | 1 | 1 | 0.528 | 0.332 | 0 | 0.53176 | 0 | 1 | 1 | 1 | 1 | 1 | 1
| 6137 | 1 | 1 | 1 | 1 | 1 | 0.377 | 0.425 | 0 | 0.53176 | 0 | 1 | 1 | 1 | 1 | 1 | 1
| 6138 | 1 | 1 | 1 | 1 | 1 | 0.176 | 0.544 | 0 | 0.53176 | 0 | 1 | 1 | 1 | 1 | 1 | 1
| 6139 | 1 | 1 | 1 | 1 | 1 | 0.008 | 0.644 | 0 | 0.53176 | 0 | 1 | 1 | 1 | 1 | 1 | 1
| 6140 | 1 | 1 | 1 | 1 | 1 | 0 | 0.602 | 0 | 0.53176 | 0 | 1 | 1 | 1 | 1 | 1 | 1
| 6141 | 1 | 1 | 1 | 1 | 1 | 0 | 0.498 | 0 | 0.53176 | 0 | 1 | 1 | 1 | 1 | 1 | 1
| 6142 | 1 | 1 | 1 | 1 | 1 | 0 | 0.437 | 0 | 0.53176 | 0 | 1 | 1 | 1 | 1 | 1 | 1
| 6143 | 1 | 1 | 1 | 1 | 1 | 0 | 0.451 | 0 | 0.53176 | 0 | 1 | 1 | 1 | 1 | 1 | 1
| 6144 | 1 | 1 | 1 | 1 | 1 | 0 | 0.439 | 0 | 0.53176 | 0 | 1 | 1 | 1 | 1 | 1 | 1
| 6145 | 1 | 1 | 1 | 1 | 1 | 0 | 0.249 | 0 | 0.53176 | 0 | 1 | 1 | 1 | 1 | 1 | 1
| 6146 | 1 | 1 | 1 | 1 | 1 | 0 | 0.121 | 0 | 0.53176 | 0 | 1 | 1 | 1 | 1 | 1 | 1
| 6147 | 1 | 1 | 1 | 1 | 1 | 0 | 0.079 | 0 | 0.53176 | 0 | 1 | 1 | 1 | 1 | 1 | 1
| 6148 | 1 | 1 | 1 | 1 | 1 | 0 | 0.076 | 0 | 0.53176 | 0 | 1 | 1 | 1 | 1 | 1 | 1
| 6149 | 1 | 1 | 1 | 1 | 1 | 0 | 0.074 | 0 | 0.53176 | 0 | 1 | 1 | 1 | 1 | 1 | 1
| 6150 | 1 | 1 | 1 | 1 | 1 | 0 | 0.069 | 0 | 0.53176 | 0 | 1 | 1 | 1 | 1 | 1 | 1
| 6151 | 1 | 1 | 1 | 1 | 1 | 0.002 | 0.067 | 0 | 0.53176 | 0 | 1 | 1 | 1 | 1 | 1 | 1
| 6152 | 1 | 1 | 1 | 1 | 1 | 0.127 | 0.051 | 0 | 0.53176 | 0 | 1 | 1 | 1 | 1 | 1 | 1
| 6153 | 1 | 1 | 1 | 1 | 1 | 0.36 | 0.036 | 0 | 0.53176 | 0 | 1 | 1 | 1 | 1 | 1 | 1
| 6154 | 1 | 1 | 1 | 1 | 1 | 0.532 | 0.034 | 0 | 0.53176 | 0 | 1 | 1 | 1 | 1 | 1 | 1
| 6155 | 1 | 1 | 1 | 1 | 1 | 0.641 | 0.045 | 0 | 0.53176 | 0 | 1 | 1 | 1 | 1 | 1 | 1
| 6156 | 1 | 1 | 1 | 1 | 1 | 0.702 | 0.062 | 0 | 0.53176 | 0 | 1 | 1 | 1 | 1 | 1 | 1
| 6157 | 1 | 1 | 1 | 1 | 1 | 0.724 | 0.083 | 0 | 0.53176 | 0 | 1 | 1 | 1 | 1 | 1 | 1
| 6158 | 1 | 1 | 1 | 1 | 1 | 0.701 | 0.118 | 0 | 0.53176 | 0 | 1 | 1 | 1 | 1 | 1 | 1
| 6159 | 1 | 1 | 1 | 1 | 1 | 0.637 | 0.167 | 0 | 0.53176 | 0 | 1 | 1 | 1 | 1 | 1 | 1
| 6160 | 1 | 1 | 1 | 1 | 1 | 0.528 | 0.228 | 0 | 0.53176 | 0 | 1 | 1 | 1 | 1 | 1 | 1
| 6161 | 1 | 1 | 1 | 1 | 1 | 0.377 | 0.308 | 0 | 0.53176 | 0 | 1 | 1 | 1 | 1 | 1 | 1
| 6162 | 1 | 1 | 1 | 1 | 1 | 0.186 | 0.42 | 0 | 0.53176 | 0 | 1 | 1 | 1 | 1 | 1 | 1
| 6163 | 1 | 1 | 1 | 1 | 1 | 0.009 | 0.586 | 0 | 0.53176 | 0 | 1 | 1 | 1 | 1 | 1 | 1
| 6164 | 1 | 1 | 1 | 1 | 1 | 0 | 0.702 | 0 | 0.53176 | 0 | 1 | 1 | 1 | 1 | 1 | 1
| 6165 | 1 | 1 | 1 | 1 | 1 | 0 | 0.648 | 0 | 0.53176 | 0 | 1 | 1 | 1 | 1 | 1 | 1
| 6166 | 1 | 1 | 1 | 1 | 1 | 0 | 0.556 | 0 | 0.53176 | 0 | 1 | 1 | 1 | 1 | 1 | 1
| 6167 | 1 | 1 | 1 | 1 | 1 | 0 | 0.575 | 0 | 0.53176 | 0 | 1 | 1 | 1 | 1 | 1 | 1
| 6168 | 1 | 1 | 1 | 1 | 1 | 0 | 0.625 | 0 | 0.53176 | 0 | 1 | 1 | 1 | 1 | 1 | 1
| 6169 | 1 | 1 | 1 | 1 | 1 | 0 | 0.466 | 0 | 0.53176 | 0 | 1 | 1 | 1 | 1 | 1 | 1
| 6170 | 1 | 1 | 1 | 1 | 1 | 0 | 0.289 | 0 | 0.53176 | 0 | 1 | 1 | 1 | 1 | 1 | 1
| 6171 | 1 | 1 | 1 | 1 | 1 | 0 | 0.196 | 0 | 0.53176 | 0 | 1 | 1 | 1 | 1 | 1 | 1
| 6172 | 1 | 1 | 1 | 1 | 1 | 0 | 0.187 | 0 | 0.53176 | 0 | 1 | 1 | 1 | 1 | 1 | 1
| 6173 | 1 | 1 | 1 | 1 | 1 | 0 | 0.184 | 0 | 0.53176 | 0 | 1 | 1 | 1 | 1 | 1 | 1
| 6174 | 1 | 1 | 1 | 1 | 1 | 0 | 0.159 | 0 | 0.53176 | 0 | 1 | 1 | 1 | 1 | 1 | 1
| 6175 | 1 | 1 | 1 | 1 | 1 | 0.002 | 0.112 | 0 | 0.53176 | 0 | 1 | 1 | 1 | 1 | 1 | 1
| 6176 | 1 | 1 | 1 | 1 | 1 | 0.125 | 0.063 | 0 | 0.53176 | 0 | 1 | 1 | 1 | 1 | 1 | 1
| 6177 | 1 | 1 | 1 | 1 | 1 | 0.341 | 0.025 | 0 | 0.53176 | 0 | 1 | 1 | 1 | 1 | 1 | 1
| 6178 | 1 | 1 | 1 | 1 | 1 | 0.535 | 0.023 | 0 | 0.53176 | 0 | 1 | 1 | 1 | 1 | 1 | 1
| 6179 | 1 | 1 | 1 | 1 | 1 | 0.644 | 0.03 | 0 | 0.53176 | 0 | 1 | 1 | 1 | 1 | 1 | 1
| 6180 | 1 | 1 | 1 | 1 | 1 | 0.706 | 0.038 | 0 | 0.53176 | 0 | 1 | 1 | 1 | 1 | 1 | 1
| 6181 | 1 | 1 | 1 | 1 | 1 | 0.724 | 0.057 | 0 | 0.53176 | 0 | 1 | 1 | 1 | 1 | 1 | 1
| 6182 | 1 | 1 | 1 | 1 | 1 | 0.701 | 0.094 | 0 | 0.53176 | 0 | 1 | 1 | 1 | 1 | 1 | 1
| 6183 | 1 | 1 | 1 | 1 | 1 | 0.637 | 0.152 | 0 | 0.53176 | 0 | 1 | 1 | 1 | 1 | 1 | 1
| 6184 | 1 | 1 | 1 | 1 | 1 | 0.528 | 0.218 | 0 | 0.53176 | 0 | 1 | 1 | 1 | 1 | 1 | 1
| 6185 | 1 | 1 | 1 | 1 | 1 | 0.376 | 0.299 | 0 | 0.53176 | 0 | 1 | 1 | 1 | 1 | 1 | 1
| 6186 | 1 | 1 | 1 | 1 | 1 | 0.186 | 0.404 | 0 | 0.53176 | 0 | 1 | 1 | 1 | 1 | 1 | 1
| 6187 | 1 | 1 | 1 | 1 | 1 | 0.008 | 0.543 | 0 | 0.53176 | 0 | 1 | 1 | 1 | 1 | 1 | 1
| 6188 | 1 | 1 | 1 | 1 | 1 | 0 | 0.63 | 0 | 0.53176 | 0 | 1 | 1 | 1 | 1 | 1 | 1
| 6189 | 1 | 1 | 1 | 1 | 1 | 0 | 0.572 | 0 | 0.53176 | 0 | 1 | 1 | 1 | 1 | 1 | 1
| 6190 | 1 | 1 | 1 | 1 | 1 | 0 | 0.464 | 0 | 0.53176 | 0 | 1 | 1 | 1 | 1 | 1 | 1
| 6191 | 1 | 1 | 1 | 1 | 1 | 0 | 0.439 | 0 | 0.53176 | 0 | 1 | 1 | 1 | 1 | 1 | 1
| 6192 | 1 | 1 | 1 | 1 | 1 | 0 | 0.465 | 0 | 0.53176 | 0 | 1 | 1 | 1 | 1 | 1 | 1
| 6193 | 1 | 1 | 1 | 1 | 1 | 0 | 0.328 | 0 | 0.53176 | 0 | 1 | 1 | 1 | 1 | 1 | 1
| 6194 | 1 | 1 | 1 | 1 | 1 | 0 | 0.202 | 0 | 0.53176 | 0 | 1 | 1 | 1 | 1 | 1 | 1
| 6195 | 1 | 1 | 1 | 1 | 1 | 0 | 0.113 | 0 | 0.53176 | 0 | 1 | 1 | 1 | 1 | 1 | 1
| 6196 | 1 | 1 | 1 | 1 | 1 | 0 | 0.071 | 0 | 0.53176 | 0 | 1 | 1 | 1 | 1 | 1 | 1
| 6197 | 1 | 1 | 1 | 1 | 1 | 0 | 0.069 | 0 | 0.53176 | 0 | 1 | 1 | 1 | 1 | 1 | 1
| 6198 | 1 | 1 | 1 | 1 | 1 | 0 | 0.076 | 0 | 0.53176 | 0 | 1 | 1 | 1 | 1 | 1 | 1
| 6199 | 1 | 1 | 1 | 1 | 1 | 0.003 | 0.069 | 0 | 0.53176 | 0 | 1 | 1 | 1 | 1 | 1 | 1
| 6200 | 1 | 1 | 1 | 1 | 1 | 0.125 | 0.035 | 0 | 0.53176 | 0 | 1 | 1 | 1 | 1 | 1 | 1
| 6201 | 1 | 1 | 1 | 1 | 1 | 0.34 | 0.022 | 0 | 0.53176 | 0 | 1 | 1 | 1 | 1 | 1 | 1
| 6202 | 1 | 1 | 1 | 1 | 1 | 0.533 | 0.044 | 0 | 0.53176 | 0 | 1 | 1 | 1 | 1 | 1 | 1
| 6203 | 1 | 1 | 1 | 1 | 1 | 0.643 | 0.092 | 0 | 0.53176 | 0 | 1 | 1 | 1 | 1 | 1 | 1
| 6204 | 1 | 1 | 1 | 1 | 1 | 0.705 | 0.15 | 0 | 0.53176 | 0 | 1 | 1 | 1 | 1 | 1 | 1
| 6205 | 1 | 1 | 1 | 1 | 1 | 0.721 | 0.208 | 0 | 0.53176 | 0 | 1 | 1 | 1 | 1 | 1 | 1
| 6206 | 1 | 1 | 1 | 1 | 1 | 0.696 | 0.272 | 0 | 0.53176 | 0 | 1 | 1 | 1 | 1 | 1 | 1
| 6207 | 1 | 1 | 1 | 1 | 1 | 0.628 | 0.343 | 0 | 0.53176 | 0 | 1 | 1 | 1 | 1 | 1 | 1
| 6208 | 1 | 1 | 1 | 1 | 1 | 0.52 | 0.412 | 0 | 0.53176 | 0 | 1 | 1 | 1 | 1 | 1 | 1
| 6209 | 1 | 1 | 1 | 1 | 1 | 0.362 | 0.471 | 0 | 0.53176 | 0 | 1 | 1 | 1 | 1 | 1 | 1
| 6210 | 1 | 1 | 1 | 1 | 1 | 0.154 | 0.54 | 0 | 0.53176 | 0 | 1 | 1 | 1 | 1 | 1 | 1
| 6211 | 1 | 1 | 1 | 1 | 1 | 0.006 | 0.63 | 0 | 0.53176 | 0 | 1 | 1 | 1 | 1 | 1 | 1
| 6212 | 1 | 1 | 1 | 1 | 1 | 0 | 0.633 | 0 | 0.53176 | 0 | 1 | 1 | 1 | 1 | 1 | 1
| 6213 | 1 | 1 | 1 | 1 | 1 | 0 | 0.61 | 0 | 0.53176 | 0 | 1 | 1 | 1 | 1 | 1 | 1
| 6214 | 1 | 1 | 1 | 1 | 1 | 0 | 0.621 | 0 | 0.53176 | 0 | 1 | 1 | 1 | 1 | 1 | 1
| 6215 | 1 | 1 | 1 | 1 | 1 | 0 | 0.563 | 0 | 0.53176 | 0 | 1 | 1 | 1 | 1 | 1 | 1
| 6216 | 1 | 1 | 1 | 1 | 1 | 0 | 0.459 | 0 | 0.53176 | 0 | 1 | 1 | 1 | 1 | 1 | 1
| 6217 | 1 | 1 | 1 | 1 | 1 | 0 | 0.259 | 0 | 0.53176 | 0 | 1 | 1 | 1 | 1 | 1 | 1
| 6218 | 1 | 1 | 1 | 1 | 1 | 0 | 0.132 | 0 | 0.53176 | 0 | 1 | 1 | 1 | 1 | 1 | 1
| 6219 | 1 | 1 | 1 | 1 | 1 | 0 | 0.068 | 0 | 0.53176 | 0 | 1 | 1 | 1 | 1 | 1 | 1
| 6220 | 1 | 1 | 1 | 1 | 1 | 0 | 0.038 | 0 | 0.53176 | 0 | 1 | 1 | 1 | 1 | 1 | 1
| 6221 | 1 | 1 | 1 | 1 | 1 | 0 | 0.024 | 0 | 0.53176 | 0 | 1 | 1 | 1 | 1 | 1 | 1
| 6222 | 1 | 1 | 1 | 1 | 1 | 0 | 0.017 | 0 | 0.53176 | 0 | 1 | 1 | 1 | 1 | 1 | 1
| 6223 | 1 | 1 | 1 | 1 | 1 | 0.003 | 0.011 | 0 | 0.53176 | 0 | 1 | 1 | 1 | 1 | 1 | 1
| 6224 | 1 | 1 | 1 | 1 | 1 | 0.148 | 0.007 | 0 | 0.53176 | 0 | 1 | 1 | 1 | 1 | 1 | 1
| 6225 | 1 | 1 | 1 | 1 | 1 | 0.367 | 0.046 | 0 | 0.53176 | 0 | 1 | 1 | 1 | 1 | 1 | 1
| 6226 | 1 | 1 | 1 | 1 | 1 | 0.532 | 0.13 | 0 | 0.53176 | 0 | 1 | 1 | 1 | 1 | 1 | 1
| 6227 | 1 | 1 | 1 | 1 | 1 | 0.645 | 0.18 | 0 | 0.53176 | 0 | 1 | 1 | 1 | 1 | 1 | 1
| 6228 | 1 | 1 | 1 | 1 | 1 | 0.709 | 0.218 | 0 | 0.53176 | 0 | 1 | 1 | 1 | 1 | 1 | 1
| 6229 | 1 | 1 | 1 | 1 | 1 | 0.729 | 0.238 | 0 | 0.53176 | 0 | 1 | 1 | 1 | 1 | 1 | 1
| 6230 | 1 | 1 | 1 | 1 | 1 | 0.706 | 0.256 | 0 | 0.53176 | 0 | 1 | 1 | 1 | 1 | 1 | 1
| 6231 | 1 | 1 | 1 | 1 | 1 | 0.641 | 0.288 | 0 | 0.53176 | 0 | 1 | 1 | 1 | 1 | 1 | 1
| 6232 | 1 | 1 | 1 | 1 | 1 | 0.533 | 0.336 | 0 | 0.53176 | 0 | 1 | 1 | 1 | 1 | 1 | 1
| 6233 | 1 | 1 | 1 | 1 | 1 | 0.379 | 0.402 | 0 | 0.53176 | 0 | 1 | 1 | 1 | 1 | 1 | 1
| 6234 | 1 | 1 | 1 | 1 | 1 | 0.186 | 0.5 | 0 | 0.53176 | 0 | 1 | 1 | 1 | 1 | 1 | 1
| 6235 | 1 | 1 | 1 | 1 | 1 | 0.008 | 0.599 | 0 | 0.53176 | 0 | 1 | 1 | 1 | 1 | 1 | 1
| 6236 | 1 | 1 | 1 | 1 | 1 | 0 | 0.646 | 0 | 0.53176 | 0 | 1 | 1 | 1 | 1 | 1 | 1
| 6237 | 1 | 1 | 1 | 1 | 1 | 0 | 0.585 | 0 | 0.53176 | 0 | 1 | 1 | 1 | 1 | 1 | 1
| 6238 | 1 | 1 | 1 | 1 | 1 | 0 | 0.447 | 0 | 0.53176 | 0 | 1 | 1 | 1 | 1 | 1 | 1
| 6239 | 1 | 1 | 1 | 1 | 1 | 0 | 0.379 | 0 | 0.53176 | 0 | 1 | 1 | 1 | 1 | 1 | 1
| 6240 | 1 | 1 | 1 | 1 | 1 | 0 | 0.332 | 0 | 0.53176 | 0 | 1 | 1 | 1 | 1 | 1 | 1
| 6241 | 1 | 1 | 1 | 1 | 1 | 0 | 0.244 | 0 | 0.53176 | 0 | 1 | 1 | 1 | 1 | 1 | 1
| 6242 | 1 | 1 | 1 | 1 | 1 | 0 | 0.147 | 0 | 0.53176 | 0 | 1 | 1 | 1 | 1 | 1 | 1
| 6243 | 1 | 1 | 1 | 1 | 1 | 0 | 0.068 | 0 | 0.53176 | 0 | 1 | 1 | 1 | 1 | 1 | 1
| 6244 | 1 | 1 | 1 | 1 | 1 | 0 | 0.037 | 0 | 0.53176 | 0 | 1 | 1 | 1 | 1 | 1 | 1
| 6245 | 1 | 1 | 1 | 1 | 1 | 0 | 0.023 | 0 | 0.53176 | 0 | 1 | 1 | 1 | 1 | 1 | 1
| 6246 | 1 | 1 | 1 | 1 | 1 | 0 | 0.021 | 0 | 0.53176 | 0 | 1 | 1 | 1 | 1 | 1 | 1
| 6247 | 1 | 1 | 1 | 1 | 1 | 0.002 | 0.02 | 0 | 0.53176 | 0 | 1 | 1 | 1 | 1 | 1 | 1
| 6248 | 1 | 1 | 1 | 1 | 1 | 0.121 | 0.017 | 0 | 0.53176 | 0 | 1 | 1 | 1 | 1 | 1 | 1
| 6249 | 1 | 1 | 1 | 1 | 1 | 0.333 | 0.012 | 0 | 0.53176 | 0 | 1 | 1 | 1 | 1 | 1 | 1
| 6250 | 1 | 1 | 1 | 1 | 1 | 0.524 | 0.011 | 0 | 0.53176 | 0 | 1 | 1 | 1 | 1 | 1 | 1
| 6251 | 1 | 1 | 1 | 1 | 1 | 0.633 | 0.018 | 0 | 0.53176 | 0 | 1 | 1 | 1 | 1 | 1 | 1
| 6252 | 1 | 1 | 1 | 1 | 1 | 0.694 | 0.035 | 0 | 0.53176 | 0 | 1 | 1 | 1 | 1 | 1 | 1
| 6253 | 1 | 1 | 1 | 1 | 1 | 0.706 | 0.057 | 0 | 0.53176 | 0 | 1 | 1 | 1 | 1 | 1 | 1
| 6254 | 1 | 1 | 1 | 1 | 1 | 0.668 | 0.085 | 0 | 0.53176 | 0 | 1 | 1 | 1 | 1 | 1 | 1
| 6255 | 1 | 1 | 1 | 1 | 1 | 0.582 | 0.12 | 0 | 0.53176 | 0 | 1 | 1 | 1 | 1 | 1 | 1
| 6256 | 1 | 1 | 1 | 1 | 1 | 0.458 | 0.169 | 0 | 0.53176 | 0 | 1 | 1 | 1 | 1 | 1 | 1
| 6257 | 1 | 1 | 1 | 1 | 1 | 0.297 | 0.241 | 0 | 0.53176 | 0 | 1 | 1 | 1 | 1 | 1 | 1
| 6258 | 1 | 1 | 1 | 1 | 1 | 0.122 | 0.367 | 0 | 0.53176 | 0 | 1 | 1 | 1 | 1 | 1 | 1
| 6259 | 1 | 1 | 1 | 1 | 1 | 0.004 | 0.537 | 0 | 0.53176 | 0 | 1 | 1 | 1 | 1 | 1 | 1
| 6260 | 1 | 1 | 1 | 1 | 1 | 0 | 0.563 | 0 | 0.53176 | 0 | 1 | 1 | 1 | 1 | 1 | 1
| 6261 | 1 | 1 | 1 | 1 | 1 | 0 | 0.49 | 0 | 0.53176 | 0 | 1 | 1 | 1 | 1 | 1 | 1
| 6262 | 1 | 1 | 1 | 1 | 1 | 0 | 0.413 | 0 | 0.53176 | 0 | 1 | 1 | 1 | 1 | 1 | 1
| 6263 | 1 | 1 | 1 | 1 | 1 | 0 | 0.387 | 0 | 0.53176 | 0 | 1 | 1 | 1 | 1 | 1 | 1
| 6264 | 1 | 1 | 1 | 1 | 1 | 0 | 0.435 | 0 | 0.53176 | 0 | 1 | 1 | 1 | 1 | 1 | 1
| 6265 | 1 | 1 | 1 | 1 | 1 | 0 | 0.305 | 0 | 0.53176 | 0 | 1 | 1 | 1 | 1 | 1 | 1
| 6266 | 1 | 1 | 1 | 1 | 1 | 0 | 0.18 | 0 | 0.53176 | 0 | 1 | 1 | 1 | 1 | 1 | 1
| 6267 | 1 | 1 | 1 | 1 | 1 | 0 | 0.105 | 0 | 0.53176 | 0 | 1 | 1 | 1 | 1 | 1 | 1
| 6268 | 1 | 1 | 1 | 1 | 1 | 0 | 0.067 | 0 | 0.53176 | 0 | 1 | 1 | 1 | 1 | 1 | 1
| 6269 | 1 | 1 | 1 | 1 | 1 | 0 | 0.049 | 0 | 0.53176 | 0 | 1 | 1 | 1 | 1 | 1 | 1
| 6270 | 1 | 1 | 1 | 1 | 1 | 0 | 0.036 | 0 | 0.53176 | 0 | 1 | 1 | 1 | 1 | 1 | 1
| 6271 | 1 | 1 | 1 | 1 | 1 | 0.002 | 0.043 | 0 | 0.53176 | 0 | 1 | 1 | 1 | 1 | 1 | 1
| 6272 | 1 | 1 | 1 | 1 | 1 | 0.118 | 0.069 | 0 | 0.53176 | 0 | 1 | 1 | 1 | 1 | 1 | 1
| 6273 | 1 | 1 | 1 | 1 | 1 | 0.356 | 0.09 | 0 | 0.53176 | 0 | 1 | 1 | 1 | 1 | 1 | 1
| 6274 | 1 | 1 | 1 | 1 | 1 | 0.523 | 0.127 | 0 | 0.53176 | 0 | 1 | 1 | 1 | 1 | 1 | 1
| 6275 | 1 | 1 | 1 | 1 | 1 | 0.634 | 0.174 | 0 | 0.53176 | 0 | 1 | 1 | 1 | 1 | 1 | 1
| 6276 | 1 | 1 | 1 | 1 | 1 | 0.7 | 0.223 | 0 | 0.53176 | 0 | 1 | 1 | 1 | 1 | 1 | 1
| 6277 | 1 | 1 | 1 | 1 | 1 | 0.72 | 0.264 | 0 | 0.53176 | 0 | 1 | 1 | 1 | 1 | 1 | 1
| 6278 | 1 | 1 | 1 | 1 | 1 | 0.697 | 0.298 | 0 | 0.53176 | 0 | 1 | 1 | 1 | 1 | 1 | 1
| 6279 | 1 | 1 | 1 | 1 | 1 | 0.632 | 0.334 | 0 | 0.53176 | 0 | 1 | 1 | 1 | 1 | 1 | 1
| 6280 | 1 | 1 | 1 | 1 | 1 | 0.522 | 0.376 | 0 | 0.53176 | 0 | 1 | 1 | 1 | 1 | 1 | 1
| 6281 | 1 | 1 | 1 | 1 | 1 | 0.369 | 0.43 | 0 | 0.53176 | 0 | 1 | 1 | 1 | 1 | 1 | 1
| 6282 | 1 | 1 | 1 | 1 | 1 | 0.177 | 0.506 | 0 | 0.53176 | 0 | 1 | 1 | 1 | 1 | 1 | 1
| 6283 | 1 | 1 | 1 | 1 | 1 | 0.007 | 0.586 | 0 | 0.53176 | 0 | 1 | 1 | 1 | 1 | 1 | 1
| 6284 | 1 | 1 | 1 | 1 | 1 | 0 | 0.63 | 0 | 0.53176 | 0 | 1 | 1 | 1 | 1 | 1 | 1
| 6285 | 1 | 1 | 1 | 1 | 1 | 0 | 0.59 | 0 | 0.53176 | 0 | 1 | 1 | 1 | 1 | 1 | 1
| 6286 | 1 | 1 | 1 | 1 | 1 | 0 | 0.541 | 0 | 0.53176 | 0 | 1 | 1 | 1 | 1 | 1 | 1
| 6287 | 1 | 1 | 1 | 1 | 1 | 0 | 0.479 | 0 | 0.53176 | 0 | 1 | 1 | 1 | 1 | 1 | 1
| 6288 | 1 | 1 | 1 | 1 | 1 | 0 | 0.445 | 0 | 0.53176 | 0 | 1 | 1 | 1 | 1 | 1 | 1
| 6289 | 1 | 1 | 1 | 1 | 1 | 0 | 0.347 | 0 | 0.53176 | 0 | 1 | 1 | 1 | 1 | 1 | 1
| 6290 | 1 | 1 | 1 | 1 | 1 | 0 | 0.217 | 0 | 0.53176 | 0 | 1 | 1 | 1 | 1 | 1 | 1
| 6291 | 1 | 1 | 1 | 1 | 1 | 0 | 0.133 | 0 | 0.53176 | 0 | 1 | 1 | 1 | 1 | 1 | 1
| 6292 | 1 | 1 | 1 | 1 | 1 | 0 | 0.083 | 0 | 0.53176 | 0 | 1 | 1 | 1 | 1 | 1 | 1
| 6293 | 1 | 1 | 1 | 1 | 1 | 0 | 0.061 | 0 | 0.53176 | 0 | 1 | 1 | 1 | 1 | 1 | 1
| 6294 | 1 | 1 | 1 | 1 | 1 | 0 | 0.05 | 0 | 0.53176 | 0 | 1 | 1 | 1 | 1 | 1 | 1
| 6295 | 1 | 1 | 1 | 1 | 1 | 0.002 | 0.047 | 0 | 0.53176 | 0 | 1 | 1 | 1 | 1 | 1 | 1
| 6296 | 1 | 1 | 1 | 1 | 1 | 0.129 | 0.054 | 0 | 0.53176 | 0 | 1 | 1 | 1 | 1 | 1 | 1
| 6297 | 1 | 1 | 1 | 1 | 1 | 0.365 | 0.076 | 0 | 0.53176 | 0 | 1 | 1 | 1 | 1 | 1 | 1
| 6298 | 1 | 1 | 1 | 1 | 1 | 0.522 | 0.121 | 0 | 0.53176 | 0 | 1 | 1 | 1 | 1 | 1 | 1
| 6299 | 1 | 1 | 1 | 1 | 1 | 0.632 | 0.152 | 0 | 0.53176 | 0 | 1 | 1 | 1 | 1 | 1 | 1
| 6300 | 1 | 1 | 1 | 1 | 1 | 0.695 | 0.182 | 0 | 0.53176 | 0 | 1 | 1 | 1 | 1 | 1 | 1
| 6301 | 1 | 1 | 1 | 1 | 1 | 0.712 | 0.201 | 0 | 0.53176 | 0 | 1 | 1 | 1 | 1 | 1 | 1
| 6302 | 1 | 1 | 1 | 1 | 1 | 0.686 | 0.221 | 0 | 0.53176 | 0 | 1 | 1 | 1 | 1 | 1 | 1
| 6303 | 1 | 1 | 1 | 1 | 1 | 0.615 | 0.266 | 0 | 0.53176 | 0 | 1 | 1 | 1 | 1 | 1 | 1
| 6304 | 1 | 1 | 1 | 1 | 1 | 0.505 | 0.332 | 0 | 0.53176 | 0 | 1 | 1 | 1 | 1 | 1 | 1
| 6305 | 1 | 1 | 1 | 1 | 1 | 0.335 | 0.42 | 0 | 0.53176 | 0 | 1 | 1 | 1 | 1 | 1 | 1
| 6306 | 1 | 1 | 1 | 1 | 1 | 0.142 | 0.514 | 0 | 0.53176 | 0 | 1 | 1 | 1 | 1 | 1 | 1
| 6307 | 1 | 1 | 1 | 1 | 1 | 0.006 | 0.58 | 0 | 0.53176 | 0 | 1 | 1 | 1 | 1 | 1 | 1
| 6308 | 1 | 1 | 1 | 1 | 1 | 0 | 0.544 | 0 | 0.53176 | 0 | 1 | 1 | 1 | 1 | 1 | 1
| 6309 | 1 | 1 | 1 | 1 | 1 | 0 | 0.459 | 0 | 0.53176 | 0 | 1 | 1 | 1 | 1 | 1 | 1
| 6310 | 1 | 1 | 1 | 1 | 1 | 0 | 0.379 | 0 | 0.53176 | 0 | 1 | 1 | 1 | 1 | 1 | 1
| 6311 | 1 | 1 | 1 | 1 | 1 | 0 | 0.32 | 0 | 0.53176 | 0 | 1 | 1 | 1 | 1 | 1 | 1
| 6312 | 1 | 1 | 1 | 1 | 1 | 0 | 0.274 | 0 | 0.53176 | 0 | 1 | 1 | 1 | 1 | 1 | 1
| 6313 | 1 | 1 | 1 | 1 | 1 | 0 | 0.225 | 0 | 0.53176 | 0 | 1 | 1 | 1 | 1 | 1 | 1
| 6314 | 1 | 1 | 1 | 1 | 1 | 0 | 0.159 | 0 | 0.53176 | 0 | 1 | 1 | 1 | 1 | 1 | 1
| 6315 | 1 | 1 | 1 | 1 | 1 | 0 | 0.093 | 0 | 0.53176 | 0 | 1 | 1 | 1 | 1 | 1 | 1
| 6316 | 1 | 1 | 1 | 1 | 1 | 0 | 0.046 | 0 | 0.53176 | 0 | 1 | 1 | 1 | 1 | 1 | 1
| 6317 | 1 | 1 | 1 | 1 | 1 | 0 | 0.023 | 0 | 0.53176 | 0 | 1 | 1 | 1 | 1 | 1 | 1
| 6318 | 1 | 1 | 1 | 1 | 1 | 0 | 0.014 | 0 | 0.53176 | 0 | 1 | 1 | 1 | 1 | 1 | 1
| 6319 | 1 | 1 | 1 | 1 | 1 | 0.003 | 0.012 | 0 | 0.53176 | 0 | 1 | 1 | 1 | 1 | 1 | 1
| 6320 | 1 | 1 | 1 | 1 | 1 | 0.13 | 0.015 | 0 | 0.53176 | 0 | 1 | 1 | 1 | 1 | 1 | 1
| 6321 | 1 | 1 | 1 | 1 | 1 | 0.359 | 0.057 | 0 | 0.53176 | 0 | 1 | 1 | 1 | 1 | 1 | 1
| 6322 | 1 | 1 | 1 | 1 | 1 | 0.518 | 0.074 | 0 | 0.53176 | 0 | 1 | 1 | 1 | 1 | 1 | 1
| 6323 | 1 | 1 | 1 | 1 | 1 | 0.628 | 0.091 | 0 | 0.53176 | 0 | 1 | 1 | 1 | 1 | 1 | 1
| 6324 | 1 | 1 | 1 | 1 | 1 | 0.691 | 0.108 | 0 | 0.53176 | 0 | 1 | 1 | 1 | 1 | 1 | 1
| 6325 | 1 | 1 | 1 | 1 | 1 | 0.684 | 0.118 | 0 | 0.53176 | 0 | 1 | 1 | 1 | 1 | 1 | 1
| 6326 | 1 | 1 | 1 | 1 | 1 | 0.621 | 0.117 | 0 | 0.53176 | 0 | 1 | 1 | 1 | 1 | 1 | 1
| 6327 | 1 | 1 | 1 | 1 | 1 | 0.526 | 0.118 | 0 | 0.53176 | 0 | 1 | 1 | 1 | 1 | 1 | 1
| 6328 | 1 | 1 | 1 | 1 | 1 | 0.338 | 0.135 | 0 | 0.53176 | 0 | 1 | 1 | 1 | 1 | 1 | 1
| 6329 | 1 | 1 | 1 | 1 | 1 | 0.205 | 0.154 | 0 | 0.53176 | 0 | 1 | 1 | 1 | 1 | 1 | 1
| 6330 | 1 | 1 | 1 | 1 | 1 | 0.089 | 0.172 | 0 | 0.53176 | 0 | 1 | 1 | 1 | 1 | 1 | 1
| 6331 | 1 | 1 | 1 | 1 | 1 | 0.003 | 0.219 | 0 | 0.53176 | 0 | 1 | 1 | 1 | 1 | 1 | 1
| 6332 | 1 | 1 | 1 | 1 | 1 | 0 | 0.263 | 0 | 0.53176 | 0 | 1 | 1 | 1 | 1 | 1 | 1
| 6333 | 1 | 1 | 1 | 1 | 1 | 0 | 0.35 | 0 | 0.53176 | 0 | 1 | 1 | 1 | 1 | 1 | 1
| 6334 | 1 | 1 | 1 | 1 | 1 | 0 | 0.47 | 0 | 0.53176 | 0 | 1 | 1 | 1 | 1 | 1 | 1
| 6335 | 1 | 1 | 1 | 1 | 1 | 0 | 0.525 | 0 | 0.53176 | 0 | 1 | 1 | 1 | 1 | 1 | 1
| 6336 | 1 | 1 | 1 | 1 | 1 | 0 | 0.456 | 0 | 0.53176 | 0 | 1 | 1 | 1 | 1 | 1 | 1
| 6337 | 1 | 1 | 1 | 1 | 1 | 0 | 0.289 | 0 | 0.53176 | 0 | 1 | 1 | 1 | 1 | 1 | 1
| 6338 | 1 | 1 | 1 | 1 | 1 | 0 | 0.142 | 0 | 0.53176 | 0 | 1 | 1 | 1 | 1 | 1 | 1
| 6339 | 1 | 1 | 1 | 1 | 1 | 0 | 0.068 | 0 | 0.53176 | 0 | 1 | 1 | 1 | 1 | 1 | 1
| 6340 | 1 | 1 | 1 | 1 | 1 | 0 | 0.03 | 0 | 0.53176 | 0 | 1 | 1 | 1 | 1 | 1 | 1
| 6341 | 1 | 1 | 1 | 1 | 1 | 0 | 0.012 | 0 | 0.53176 | 0 | 1 | 1 | 1 | 1 | 1 | 1
| 6342 | 1 | 1 | 1 | 1 | 1 | 0 | 0.005 | 0 | 0.53176 | 0 | 1 | 1 | 1 | 1 | 1 | 1
| 6343 | 1 | 1 | 1 | 1 | 1 | 0.003 | 0.003 | 0 | 0.53176 | 0 | 1 | 1 | 1 | 1 | 1 | 1
| 6344 | 1 | 1 | 1 | 1 | 1 | 0.128 | 0.001 | 0 | 0.53176 | 0 | 1 | 1 | 1 | 1 | 1 | 1
| 6345 | 1 | 1 | 1 | 1 | 1 | 0.343 | 0.002 | 0 | 0.53176 | 0 | 1 | 1 | 1 | 1 | 1 | 1
| 6346 | 1 | 1 | 1 | 1 | 1 | 0.493 | 0.006 | 0 | 0.53176 | 0 | 1 | 1 | 1 | 1 | 1 | 1
| 6347 | 1 | 1 | 1 | 1 | 1 | 0.568 | 0.014 | 0 | 0.53176 | 0 | 1 | 1 | 1 | 1 | 1 | 1
| 6348 | 1 | 1 | 1 | 1 | 1 | 0.569 | 0.02 | 0 | 0.53176 | 0 | 1 | 1 | 1 | 1 | 1 | 1
| 6349 | 1 | 1 | 1 | 1 | 1 | 0.497 | 0.022 | 0 | 0.53176 | 0 | 1 | 1 | 1 | 1 | 1 | 1
| 6350 | 1 | 1 | 1 | 1 | 1 | 0.453 | 0.029 | 0 | 0.53176 | 0 | 1 | 1 | 1 | 1 | 1 | 1
| 6351 | 1 | 1 | 1 | 1 | 1 | 0.386 | 0.041 | 0 | 0.53176 | 0 | 1 | 1 | 1 | 1 | 1 | 1
| 6352 | 1 | 1 | 1 | 1 | 1 | 0.277 | 0.067 | 0 | 0.53176 | 0 | 1 | 1 | 1 | 1 | 1 | 1
| 6353 | 1 | 1 | 1 | 1 | 1 | 0.168 | 0.112 | 0 | 0.53176 | 0 | 1 | 1 | 1 | 1 | 1 | 1
| 6354 | 1 | 1 | 1 | 1 | 1 | 0.06 | 0.188 | 0 | 0.53176 | 0 | 1 | 1 | 1 | 1 | 1 | 1
| 6355 | 1 | 1 | 1 | 1 | 1 | 0.001 | 0.251 | 0 | 0.53176 | 0 | 1 | 1 | 1 | 1 | 1 | 1
| 6356 | 1 | 1 | 1 | 1 | 1 | 0 | 0.27 | 0 | 0.53176 | 0 | 1 | 1 | 1 | 1 | 1 | 1
| 6357 | 1 | 1 | 1 | 1 | 1 | 0 | 0.291 | 0 | 0.53176 | 0 | 1 | 1 | 1 | 1 | 1 | 1
| 6358 | 1 | 1 | 1 | 1 | 1 | 0 | 0.304 | 0 | 0.53176 | 0 | 1 | 1 | 1 | 1 | 1 | 1
| 6359 | 1 | 1 | 1 | 1 | 1 | 0 | 0.318 | 0 | 0.53176 | 0 | 1 | 1 | 1 | 1 | 1 | 1
| 6360 | 1 | 1 | 1 | 1 | 1 | 0 | 0.311 | 0 | 0.53176 | 0 | 1 | 1 | 1 | 1 | 1 | 1
| 6361 | 1 | 1 | 1 | 1 | 1 | 0 | 0.249 | 0 | 0.53176 | 0 | 1 | 1 | 1 | 1 | 1 | 1
| 6362 | 1 | 1 | 1 | 1 | 1 | 0 | 0.185 | 0 | 0.53176 | 0 | 1 | 1 | 1 | 1 | 1 | 1
| 6363 | 1 | 1 | 1 | 1 | 1 | 0 | 0.141 | 0 | 0.53176 | 0 | 1 | 1 | 1 | 1 | 1 | 1
| 6364 | 1 | 1 | 1 | 1 | 1 | 0 | 0.114 | 0 | 0.53176 | 0 | 1 | 1 | 1 | 1 | 1 | 1
| 6365 | 1 | 1 | 1 | 1 | 1 | 0 | 0.091 | 0 | 0.53176 | 0 | 1 | 1 | 1 | 1 | 1 | 1
| 6366 | 1 | 1 | 1 | 1 | 1 | 0 | 0.071 | 0 | 0.53176 | 0 | 1 | 1 | 1 | 1 | 1 | 1
| 6367 | 1 | 1 | 1 | 1 | 1 | 0 | 0.055 | 0 | 0.53176 | 0 | 1 | 1 | 1 | 1 | 1 | 1
| 6368 | 1 | 1 | 1 | 1 | 1 | 0.047 | 0.044 | 0 | 0.53176 | 0 | 1 | 1 | 1 | 1 | 1 | 1
| 6369 | 1 | 1 | 1 | 1 | 1 | 0.141 | 0.035 | 0 | 0.53176 | 0 | 1 | 1 | 1 | 1 | 1 | 1
| 6370 | 1 | 1 | 1 | 1 | 1 | 0.245 | 0.02 | 0 | 0.53176 | 0 | 1 | 1 | 1 | 1 | 1 | 1
| 6371 | 1 | 1 | 1 | 1 | 1 | 0.337 | 0.01 | 0 | 0.53176 | 0 | 1 | 1 | 1 | 1 | 1 | 1
| 6372 | 1 | 1 | 1 | 1 | 1 | 0.422 | 0.008 | 0 | 0.53176 | 0 | 1 | 1 | 1 | 1 | 1 | 1
| 6373 | 1 | 1 | 1 | 1 | 1 | 0.465 | 0.008 | 0 | 0.53176 | 0 | 1 | 1 | 1 | 1 | 1 | 1
| 6374 | 1 | 1 | 1 | 1 | 1 | 0.453 | 0.008 | 0 | 0.53176 | 0 | 1 | 1 | 1 | 1 | 1 | 1
| 6375 | 1 | 1 | 1 | 1 | 1 | 0.405 | 0.011 | 0 | 0.53176 | 0 | 1 | 1 | 1 | 1 | 1 | 1
| 6376 | 1 | 1 | 1 | 1 | 1 | 0.331 | 0.015 | 0 | 0.53176 | 0 | 1 | 1 | 1 | 1 | 1 | 1
| 6377 | 1 | 1 | 1 | 1 | 1 | 0.222 | 0.019 | 0 | 0.53176 | 0 | 1 | 1 | 1 | 1 | 1 | 1
| 6378 | 1 | 1 | 1 | 1 | 1 | 0.09 | 0.021 | 0 | 0.53176 | 0 | 1 | 1 | 1 | 1 | 1 | 1
| 6379 | 1 | 1 | 1 | 1 | 1 | 0.002 | 0.026 | 0 | 0.53176 | 0 | 1 | 1 | 1 | 1 | 1 | 1
| 6380 | 1 | 1 | 1 | 1 | 1 | 0 | 0.035 | 0 | 0.53176 | 0 | 1 | 1 | 1 | 1 | 1 | 1
| 6381 | 1 | 1 | 1 | 1 | 1 | 0 | 0.054 | 0 | 0.53176 | 0 | 1 | 1 | 1 | 1 | 1 | 1
| 6382 | 1 | 1 | 1 | 1 | 1 | 0 | 0.116 | 0 | 0.53176 | 0 | 1 | 1 | 1 | 1 | 1 | 1
| 6383 | 1 | 1 | 1 | 1 | 1 | 0 | 0.31 | 0 | 0.53176 | 0 | 1 | 1 | 1 | 1 | 1 | 1
| 6384 | 1 | 1 | 1 | 1 | 1 | 0 | 0.355 | 0 | 0.53176 | 0 | 1 | 1 | 1 | 1 | 1 | 1
| 6385 | 1 | 1 | 1 | 1 | 1 | 0 | 0.265 | 0 | 0.53176 | 0 | 1 | 1 | 1 | 1 | 1 | 1
| 6386 | 1 | 1 | 1 | 1 | 1 | 0 | 0.173 | 0 | 0.53176 | 0 | 1 | 1 | 1 | 1 | 1 | 1
| 6387 | 1 | 1 | 1 | 1 | 1 | 0 | 0.119 | 0 | 0.53176 | 0 | 1 | 1 | 1 | 1 | 1 | 1
| 6388 | 1 | 1 | 1 | 1 | 1 | 0 | 0.088 | 0 | 0.53176 | 0 | 1 | 1 | 1 | 1 | 1 | 1
| 6389 | 1 | 1 | 1 | 1 | 1 | 0 | 0.068 | 0 | 0.53176 | 0 | 1 | 1 | 1 | 1 | 1 | 1
| 6390 | 1 | 1 | 1 | 1 | 1 | 0 | 0.065 | 0 | 0.53176 | 0 | 1 | 1 | 1 | 1 | 1 | 1
| 6391 | 1 | 1 | 1 | 1 | 1 | 0.001 | 0.073 | 0 | 0.53176 | 0 | 1 | 1 | 1 | 1 | 1 | 1
| 6392 | 1 | 1 | 1 | 1 | 1 | 0.097 | 0.112 | 0 | 0.53176 | 0 | 1 | 1 | 1 | 1 | 1 | 1
| 6393 | 1 | 1 | 1 | 1 | 1 | 0.261 | 0.076 | 0 | 0.53176 | 0 | 1 | 1 | 1 | 1 | 1 | 1
| 6394 | 1 | 1 | 1 | 1 | 1 | 0.413 | 0.041 | 0 | 0.53176 | 0 | 1 | 1 | 1 | 1 | 1 | 1
| 6395 | 1 | 1 | 1 | 1 | 1 | 0.518 | 0.022 | 0 | 0.53176 | 0 | 1 | 1 | 1 | 1 | 1 | 1
| 6396 | 1 | 1 | 1 | 1 | 1 | 0.58 | 0.013 | 0 | 0.53176 | 0 | 1 | 1 | 1 | 1 | 1 | 1
| 6397 | 1 | 1 | 1 | 1 | 1 | 0.576 | 0.01 | 0 | 0.53176 | 0 | 1 | 1 | 1 | 1 | 1 | 1
| 6398 | 1 | 1 | 1 | 1 | 1 | 0.489 | 0.012 | 0 | 0.53176 | 0 | 1 | 1 | 1 | 1 | 1 | 1
| 6399 | 1 | 1 | 1 | 1 | 1 | 0.393 | 0.013 | 0 | 0.53176 | 0 | 1 | 1 | 1 | 1 | 1 | 1
| 6400 | 1 | 1 | 1 | 1 | 1 | 0.306 | 0.012 | 0 | 0.53176 | 0 | 1 | 1 | 1 | 1 | 1 | 1
| 6401 | 1 | 1 | 1 | 1 | 1 | 0.206 | 0.015 | 0 | 0.53176 | 0 | 1 | 1 | 1 | 1 | 1 | 1
| 6402 | 1 | 1 | 1 | 1 | 1 | 0.09 | 0.026 | 0 | 0.53176 | 0 | 1 | 1 | 1 | 1 | 1 | 1
| 6403 | 1 | 1 | 1 | 1 | 1 | 0.003 | 0.066 | 0 | 0.53176 | 0 | 1 | 1 | 1 | 1 | 1 | 1
| 6404 | 1 | 1 | 1 | 1 | 1 | 0 | 0.13 | 0 | 0.53176 | 0 | 1 | 1 | 1 | 1 | 1 | 1
| 6405 | 1 | 1 | 1 | 1 | 1 | 0 | 0.163 | 0 | 0.53176 | 0 | 1 | 1 | 1 | 1 | 1 | 1
| 6406 | 1 | 1 | 1 | 1 | 1 | 0 | 0.176 | 0 | 0.53176 | 0 | 1 | 1 | 1 | 1 | 1 | 1
| 6407 | 1 | 1 | 1 | 1 | 1 | 0 | 0.245 | 0 | 0.53176 | 0 | 1 | 1 | 1 | 1 | 1 | 1
| 6408 | 1 | 1 | 1 | 1 | 1 | 0 | 0.294 | 0 | 0.53176 | 0 | 1 | 1 | 1 | 1 | 1 | 1
| 6409 | 1 | 1 | 1 | 1 | 1 | 0 | 0.201 | 0 | 0.53176 | 0 | 1 | 1 | 1 | 1 | 1 | 1
| 6410 | 1 | 1 | 1 | 1 | 1 | 0 | 0.113 | 0 | 0.53176 | 0 | 1 | 1 | 1 | 1 | 1 | 1
| 6411 | 1 | 1 | 1 | 1 | 1 | 0 | 0.068 | 0 | 0.53176 | 0 | 1 | 1 | 1 | 1 | 1 | 1
| 6412 | 1 | 1 | 1 | 1 | 1 | 0 | 0.041 | 0 | 0.53176 | 0 | 1 | 1 | 1 | 1 | 1 | 1
| 6413 | 1 | 1 | 1 | 1 | 1 | 0 | 0.023 | 0 | 0.53176 | 0 | 1 | 1 | 1 | 1 | 1 | 1
| 6414 | 1 | 1 | 1 | 1 | 1 | 0 | 0.012 | 0 | 0.53176 | 0 | 1 | 1 | 1 | 1 | 1 | 1
| 6415 | 1 | 1 | 1 | 1 | 1 | 0.001 | 0.008 | 0 | 0.53176 | 0 | 1 | 1 | 1 | 1 | 1 | 1
| 6416 | 1 | 1 | 1 | 1 | 1 | 0.083 | 0.005 | 0 | 0.53176 | 0 | 1 | 1 | 1 | 1 | 1 | 1
| 6417 | 1 | 1 | 1 | 1 | 1 | 0.234 | 0.012 | 0 | 0.53176 | 0 | 1 | 1 | 1 | 1 | 1 | 1
| 6418 | 1 | 1 | 1 | 1 | 1 | 0.341 | 0.028 | 0 | 0.53176 | 0 | 1 | 1 | 1 | 1 | 1 | 1
| 6419 | 1 | 1 | 1 | 1 | 1 | 0.423 | 0.039 | 0 | 0.53176 | 0 | 1 | 1 | 1 | 1 | 1 | 1
| 6420 | 1 | 1 | 1 | 1 | 1 | 0.452 | 0.041 | 0 | 0.53176 | 0 | 1 | 1 | 1 | 1 | 1 | 1
| 6421 | 1 | 1 | 1 | 1 | 1 | 0.435 | 0.037 | 0 | 0.53176 | 0 | 1 | 1 | 1 | 1 | 1 | 1
| 6422 | 1 | 1 | 1 | 1 | 1 | 0.4 | 0.035 | 0 | 0.53176 | 0 | 1 | 1 | 1 | 1 | 1 | 1
| 6423 | 1 | 1 | 1 | 1 | 1 | 0.364 | 0.033 | 0 | 0.53176 | 0 | 1 | 1 | 1 | 1 | 1 | 1
| 6424 | 1 | 1 | 1 | 1 | 1 | 0.328 | 0.035 | 0 | 0.53176 | 0 | 1 | 1 | 1 | 1 | 1 | 1
| 6425 | 1 | 1 | 1 | 1 | 1 | 0.227 | 0.038 | 0 | 0.53176 | 0 | 1 | 1 | 1 | 1 | 1 | 1
| 6426 | 1 | 1 | 1 | 1 | 1 | 0.101 | 0.041 | 0 | 0.53176 | 0 | 1 | 1 | 1 | 1 | 1 | 1
| 6427 | 1 | 1 | 1 | 1 | 1 | 0.003 | 0.048 | 0 | 0.53176 | 0 | 1 | 1 | 1 | 1 | 1 | 1
| 6428 | 1 | 1 | 1 | 1 | 1 | 0 | 0.073 | 0 | 0.53176 | 0 | 1 | 1 | 1 | 1 | 1 | 1
| 6429 | 1 | 1 | 1 | 1 | 1 | 0 | 0.131 | 0 | 0.53176 | 0 | 1 | 1 | 1 | 1 | 1 | 1
| 6430 | 1 | 1 | 1 | 1 | 1 | 0 | 0.176 | 0 | 0.53176 | 0 | 1 | 1 | 1 | 1 | 1 | 1
| 6431 | 1 | 1 | 1 | 1 | 1 | 0 | 0.184 | 0 | 0.53176 | 0 | 1 | 1 | 1 | 1 | 1 | 1
| 6432 | 1 | 1 | 1 | 1 | 1 | 0 | 0.171 | 0 | 0.53176 | 0 | 1 | 1 | 1 | 1 | 1 | 1
| 6433 | 1 | 1 | 1 | 1 | 1 | 0 | 0.118 | 0 | 0.53176 | 0 | 1 | 1 | 1 | 1 | 1 | 1
| 6434 | 1 | 1 | 1 | 1 | 1 | 0 | 0.095 | 0 | 0.53176 | 0 | 1 | 1 | 1 | 1 | 1 | 1
| 6435 | 1 | 1 | 1 | 1 | 1 | 0 | 0.11 | 0 | 0.53176 | 0 | 1 | 1 | 1 | 1 | 1 | 1
| 6436 | 1 | 1 | 1 | 1 | 1 | 0 | 0.153 | 0 | 0.53176 | 0 | 1 | 1 | 1 | 1 | 1 | 1
| 6437 | 1 | 1 | 1 | 1 | 1 | 0 | 0.186 | 0 | 0.53176 | 0 | 1 | 1 | 1 | 1 | 1 | 1
| 6438 | 1 | 1 | 1 | 1 | 1 | 0 | 0.237 | 0 | 0.53176 | 0 | 1 | 1 | 1 | 1 | 1 | 1
| 6439 | 1 | 1 | 1 | 1 | 1 | 0.001 | 0.268 | 0 | 0.53176 | 0 | 1 | 1 | 1 | 1 | 1 | 1
| 6440 | 1 | 1 | 1 | 1 | 1 | 0.088 | 0.432 | 0 | 0.53176 | 0 | 1 | 1 | 1 | 1 | 1 | 1
| 6441 | 1 | 1 | 1 | 1 | 1 | 0.244 | 0.464 | 0 | 0.53176 | 0 | 1 | 1 | 1 | 1 | 1 | 1
| 6442 | 1 | 1 | 1 | 1 | 1 | 0.426 | 0.402 | 0 | 0.53176 | 0 | 1 | 1 | 1 | 1 | 1 | 1
| 6443 | 1 | 1 | 1 | 1 | 1 | 0.529 | 0.362 | 0 | 0.53176 | 0 | 1 | 1 | 1 | 1 | 1 | 1
| 6444 | 1 | 1 | 1 | 1 | 1 | 0.572 | 0.356 | 0 | 0.53176 | 0 | 1 | 1 | 1 | 1 | 1 | 1
| 6445 | 1 | 1 | 1 | 1 | 1 | 0.563 | 0.348 | 0 | 0.53176 | 0 | 1 | 1 | 1 | 1 | 1 | 1
| 6446 | 1 | 1 | 1 | 1 | 1 | 0.528 | 0.334 | 0 | 0.53176 | 0 | 1 | 1 | 1 | 1 | 1 | 1
| 6447 | 1 | 1 | 1 | 1 | 1 | 0.48 | 0.311 | 0 | 0.53176 | 0 | 1 | 1 | 1 | 1 | 1 | 1
| 6448 | 1 | 1 | 1 | 1 | 1 | 0.379 | 0.289 | 0 | 0.53176 | 0 | 1 | 1 | 1 | 1 | 1 | 1
| 6449 | 1 | 1 | 1 | 1 | 1 | 0.219 | 0.313 | 0 | 0.53176 | 0 | 1 | 1 | 1 | 1 | 1 | 1
| 6450 | 1 | 1 | 1 | 1 | 1 | 0.102 | 0.391 | 0 | 0.53176 | 0 | 1 | 1 | 1 | 1 | 1 | 1
| 6451 | 1 | 1 | 1 | 1 | 1 | 0.002 | 0.433 | 0 | 0.53176 | 0 | 1 | 1 | 1 | 1 | 1 | 1
| 6452 | 1 | 1 | 1 | 1 | 1 | 0 | 0.417 | 0 | 0.53176 | 0 | 1 | 1 | 1 | 1 | 1 | 1
| 6453 | 1 | 1 | 1 | 1 | 1 | 0 | 0.442 | 0 | 0.53176 | 0 | 1 | 1 | 1 | 1 | 1 | 1
| 6454 | 1 | 1 | 1 | 1 | 1 | 0 | 0.484 | 0 | 0.53176 | 0 | 1 | 1 | 1 | 1 | 1 | 1
| 6455 | 1 | 1 | 1 | 1 | 1 | 0 | 0.481 | 0 | 0.53176 | 0 | 1 | 1 | 1 | 1 | 1 | 1
| 6456 | 1 | 1 | 1 | 1 | 1 | 0 | 0.447 | 0 | 0.53176 | 0 | 1 | 1 | 1 | 1 | 1 | 1
| 6457 | 1 | 1 | 1 | 1 | 1 | 0 | 0.389 | 0 | 0.53176 | 0 | 1 | 1 | 1 | 1 | 1 | 1
| 6458 | 1 | 1 | 1 | 1 | 1 | 0 | 0.328 | 0 | 0.53176 | 0 | 1 | 1 | 1 | 1 | 1 | 1
| 6459 | 1 | 1 | 1 | 1 | 1 | 0 | 0.274 | 0 | 0.53176 | 0 | 1 | 1 | 1 | 1 | 1 | 1
| 6460 | 1 | 1 | 1 | 1 | 1 | 0 | 0.225 | 0 | 0.53176 | 0 | 1 | 1 | 1 | 1 | 1 | 1
| 6461 | 1 | 1 | 1 | 1 | 1 | 0 | 0.186 | 0 | 0.53176 | 0 | 1 | 1 | 1 | 1 | 1 | 1
| 6462 | 1 | 1 | 1 | 1 | 1 | 0 | 0.158 | 0 | 0.53176 | 0 | 1 | 1 | 1 | 1 | 1 | 1
| 6463 | 1 | 1 | 1 | 1 | 1 | 0.001 | 0.149 | 0 | 0.53176 | 0 | 1 | 1 | 1 | 1 | 1 | 1
| 6464 | 1 | 1 | 1 | 1 | 1 | 0.092 | 0.201 | 0 | 0.53176 | 0 | 1 | 1 | 1 | 1 | 1 | 1
| 6465 | 1 | 1 | 1 | 1 | 1 | 0.251 | 0.227 | 0 | 0.53176 | 0 | 1 | 1 | 1 | 1 | 1 | 1
| 6466 | 1 | 1 | 1 | 1 | 1 | 0.426 | 0.259 | 0 | 0.53176 | 0 | 1 | 1 | 1 | 1 | 1 | 1
| 6467 | 1 | 1 | 1 | 1 | 1 | 0.575 | 0.292 | 0 | 0.53176 | 0 | 1 | 1 | 1 | 1 | 1 | 1
| 6468 | 1 | 1 | 1 | 1 | 1 | 0.638 | 0.326 | 0 | 0.53176 | 0 | 1 | 1 | 1 | 1 | 1 | 1
| 6469 | 1 | 1 | 1 | 1 | 1 | 0.626 | 0.346 | 0 | 0.53176 | 0 | 1 | 1 | 1 | 1 | 1 | 1
| 6470 | 1 | 1 | 1 | 1 | 1 | 0.61 | 0.358 | 0 | 0.53176 | 0 | 1 | 1 | 1 | 1 | 1 | 1
| 6471 | 1 | 1 | 1 | 1 | 1 | 0.52 | 0.352 | 0 | 0.53176 | 0 | 1 | 1 | 1 | 1 | 1 | 1
| 6472 | 1 | 1 | 1 | 1 | 1 | 0.402 | 0.346 | 0 | 0.53176 | 0 | 1 | 1 | 1 | 1 | 1 | 1
| 6473 | 1 | 1 | 1 | 1 | 1 | 0.275 | 0.336 | 0 | 0.53176 | 0 | 1 | 1 | 1 | 1 | 1 | 1
| 6474 | 1 | 1 | 1 | 1 | 1 | 0.12 | 0.337 | 0 | 0.53176 | 0 | 1 | 1 | 1 | 1 | 1 | 1
| 6475 | 1 | 1 | 1 | 1 | 1 | 0.005 | 0.369 | 0 | 0.53176 | 0 | 1 | 1 | 1 | 1 | 1 | 1
| 6476 | 1 | 1 | 1 | 1 | 1 | 0 | 0.391 | 0 | 0.53176 | 0 | 1 | 1 | 1 | 1 | 1 | 1
| 6477 | 1 | 1 | 1 | 1 | 1 | 0 | 0.364 | 0 | 0.53176 | 0 | 1 | 1 | 1 | 1 | 1 | 1
| 6478 | 1 | 1 | 1 | 1 | 1 | 0 | 0.338 | 0 | 0.53176 | 0 | 1 | 1 | 1 | 1 | 1 | 1
| 6479 | 1 | 1 | 1 | 1 | 1 | 0 | 0.311 | 0 | 0.53176 | 0 | 1 | 1 | 1 | 1 | 1 | 1
| 6480 | 1 | 1 | 1 | 1 | 1 | 0 | 0.263 | 0 | 0.53176 | 0 | 1 | 1 | 1 | 1 | 1 | 1
| 6481 | 1 | 1 | 1 | 1 | 1 | 0 | 0.174 | 0 | 0.53176 | 0 | 1 | 1 | 1 | 1 | 1 | 1
| 6482 | 1 | 1 | 1 | 1 | 1 | 0 | 0.123 | 0 | 0.53176 | 0 | 1 | 1 | 1 | 1 | 1 | 1
| 6483 | 1 | 1 | 1 | 1 | 1 | 0 | 0.09 | 0 | 0.53176 | 0 | 1 | 1 | 1 | 1 | 1 | 1
| 6484 | 1 | 1 | 1 | 1 | 1 | 0 | 0.056 | 0 | 0.53176 | 0 | 1 | 1 | 1 | 1 | 1 | 1
| 6485 | 1 | 1 | 1 | 1 | 1 | 0 | 0.029 | 0 | 0.53176 | 0 | 1 | 1 | 1 | 1 | 1 | 1
| 6486 | 1 | 1 | 1 | 1 | 1 | 0 | 0.012 | 0 | 0.53176 | 0 | 1 | 1 | 1 | 1 | 1 | 1
| 6487 | 1 | 1 | 1 | 1 | 1 | 0.002 | 0.004 | 0 | 0.53176 | 0 | 1 | 1 | 1 | 1 | 1 | 1
| 6488 | 1 | 1 | 1 | 1 | 1 | 0.095 | 0 | 0 | 0.53176 | 0 | 1 | 1 | 1 | 1 | 1 | 1
| 6489 | 1 | 1 | 1 | 1 | 1 | 0.297 | 0.002 | 0 | 0.53176 | 0 | 1 | 1 | 1 | 1 | 1 | 1
| 6490 | 1 | 1 | 1 | 1 | 1 | 0.475 | 0.019 | 0 | 0.53176 | 0 | 1 | 1 | 1 | 1 | 1 | 1
| 6491 | 1 | 1 | 1 | 1 | 1 | 0.604 | 0.05 | 0 | 0.53176 | 0 | 1 | 1 | 1 | 1 | 1 | 1
| 6492 | 1 | 1 | 1 | 1 | 1 | 0.674 | 0.082 | 0 | 0.53176 | 0 | 1 | 1 | 1 | 1 | 1 | 1
| 6493 | 1 | 1 | 1 | 1 | 1 | 0.685 | 0.103 | 0 | 0.53176 | 0 | 1 | 1 | 1 | 1 | 1 | 1
| 6494 | 1 | 1 | 1 | 1 | 1 | 0.657 | 0.121 | 0 | 0.53176 | 0 | 1 | 1 | 1 | 1 | 1 | 1
| 6495 | 1 | 1 | 1 | 1 | 1 | 0.541 | 0.153 | 0 | 0.53176 | 0 | 1 | 1 | 1 | 1 | 1 | 1
| 6496 | 1 | 1 | 1 | 1 | 1 | 0.462 | 0.189 | 0 | 0.53176 | 0 | 1 | 1 | 1 | 1 | 1 | 1
| 6497 | 1 | 1 | 1 | 1 | 1 | 0.281 | 0.233 | 0 | 0.53176 | 0 | 1 | 1 | 1 | 1 | 1 | 1
| 6498 | 1 | 1 | 1 | 1 | 1 | 0.119 | 0.3 | 0 | 0.53176 | 0 | 1 | 1 | 1 | 1 | 1 | 1
| 6499 | 1 | 1 | 1 | 1 | 1 | 0.004 | 0.412 | 0 | 0.53176 | 0 | 1 | 1 | 1 | 1 | 1 | 1
| 6500 | 1 | 1 | 1 | 1 | 1 | 0 | 0.532 | 0 | 0.53176 | 0 | 1 | 1 | 1 | 1 | 1 | 1
| 6501 | 1 | 1 | 1 | 1 | 1 | 0 | 0.59 | 0 | 0.53176 | 0 | 1 | 1 | 1 | 1 | 1 | 1
| 6502 | 1 | 1 | 1 | 1 | 1 | 0 | 0.568 | 0 | 0.53176 | 0 | 1 | 1 | 1 | 1 | 1 | 1
| 6503 | 1 | 1 | 1 | 1 | 1 | 0 | 0.479 | 0 | 0.53176 | 0 | 1 | 1 | 1 | 1 | 1 | 1
| 6504 | 1 | 1 | 1 | 1 | 1 | 0 | 0.388 | 0 | 0.53176 | 0 | 1 | 1 | 1 | 1 | 1 | 1
| 6505 | 1 | 1 | 1 | 1 | 1 | 0 | 0.264 | 0 | 0.53176 | 0 | 1 | 1 | 1 | 1 | 1 | 1
| 6506 | 1 | 1 | 1 | 1 | 1 | 0 | 0.122 | 0 | 0.53176 | 0 | 1 | 1 | 1 | 1 | 1 | 1
| 6507 | 1 | 1 | 1 | 1 | 1 | 0 | 0.049 | 0 | 0.53176 | 0 | 1 | 1 | 1 | 1 | 1 | 1
| 6508 | 1 | 1 | 1 | 1 | 1 | 0 | 0.039 | 0 | 0.53176 | 0 | 1 | 1 | 1 | 1 | 1 | 1
| 6509 | 1 | 1 | 1 | 1 | 1 | 0 | 0.059 | 0 | 0.53176 | 0 | 1 | 1 | 1 | 1 | 1 | 1
| 6510 | 1 | 1 | 1 | 1 | 1 | 0 | 0.063 | 0 | 0.53176 | 0 | 1 | 1 | 1 | 1 | 1 | 1
| 6511 | 1 | 1 | 1 | 1 | 1 | 0.003 | 0.048 | 0 | 0.53176 | 0 | 1 | 1 | 1 | 1 | 1 | 1
| 6512 | 1 | 1 | 1 | 1 | 1 | 0.143 | 0.007 | 0 | 0.53176 | 0 | 1 | 1 | 1 | 1 | 1 | 1
| 6513 | 1 | 1 | 1 | 1 | 1 | 0.336 | 0.008 | 0 | 0.53176 | 0 | 1 | 1 | 1 | 1 | 1 | 1
| 6514 | 1 | 1 | 1 | 1 | 1 | 0.494 | 0.035 | 0 | 0.53176 | 0 | 1 | 1 | 1 | 1 | 1 | 1
| 6515 | 1 | 1 | 1 | 1 | 1 | 0.589 | 0.088 | 0 | 0.53176 | 0 | 1 | 1 | 1 | 1 | 1 | 1
| 6516 | 1 | 1 | 1 | 1 | 1 | 0.639 | 0.162 | 0 | 0.53176 | 0 | 1 | 1 | 1 | 1 | 1 | 1
| 6517 | 1 | 1 | 1 | 1 | 1 | 0.627 | 0.227 | 0 | 0.53176 | 0 | 1 | 1 | 1 | 1 | 1 | 1
| 6518 | 1 | 1 | 1 | 1 | 1 | 0.589 | 0.268 | 0 | 0.53176 | 0 | 1 | 1 | 1 | 1 | 1 | 1
| 6519 | 1 | 1 | 1 | 1 | 1 | 0.521 | 0.302 | 0 | 0.53176 | 0 | 1 | 1 | 1 | 1 | 1 | 1
| 6520 | 1 | 1 | 1 | 1 | 1 | 0.399 | 0.335 | 0 | 0.53176 | 0 | 1 | 1 | 1 | 1 | 1 | 1
| 6521 | 1 | 1 | 1 | 1 | 1 | 0.257 | 0.361 | 0 | 0.53176 | 0 | 1 | 1 | 1 | 1 | 1 | 1
| 6522 | 1 | 1 | 1 | 1 | 1 | 0.121 | 0.42 | 0 | 0.53176 | 0 | 1 | 1 | 1 | 1 | 1 | 1
| 6523 | 1 | 1 | 1 | 1 | 1 | 0.004 | 0.515 | 0 | 0.53176 | 0 | 1 | 1 | 1 | 1 | 1 | 1
| 6524 | 1 | 1 | 1 | 1 | 1 | 0 | 0.615 | 0 | 0.53176 | 0 | 1 | 1 | 1 | 1 | 1 | 1
| 6525 | 1 | 1 | 1 | 1 | 1 | 0 | 0.629 | 0 | 0.53176 | 0 | 1 | 1 | 1 | 1 | 1 | 1
| 6526 | 1 | 1 | 1 | 1 | 1 | 0 | 0.57 | 0 | 0.53176 | 0 | 1 | 1 | 1 | 1 | 1 | 1
| 6527 | 1 | 1 | 1 | 1 | 1 | 0 | 0.455 | 0 | 0.53176 | 0 | 1 | 1 | 1 | 1 | 1 | 1
| 6528 | 1 | 1 | 1 | 1 | 1 | 0 | 0.352 | 0 | 0.53176 | 0 | 1 | 1 | 1 | 1 | 1 | 1
| 6529 | 1 | 1 | 1 | 1 | 1 | 0 | 0.265 | 0 | 0.53176 | 0 | 1 | 1 | 1 | 1 | 1 | 1
| 6530 | 1 | 1 | 1 | 1 | 1 | 0 | 0.192 | 0 | 0.53176 | 0 | 1 | 1 | 1 | 1 | 1 | 1
| 6531 | 1 | 1 | 1 | 1 | 1 | 0 | 0.134 | 0 | 0.53176 | 0 | 1 | 1 | 1 | 1 | 1 | 1
| 6532 | 1 | 1 | 1 | 1 | 1 | 0 | 0.089 | 0 | 0.53176 | 0 | 1 | 1 | 1 | 1 | 1 | 1
| 6533 | 1 | 1 | 1 | 1 | 1 | 0 | 0.066 | 0 | 0.53176 | 0 | 1 | 1 | 1 | 1 | 1 | 1
| 6534 | 1 | 1 | 1 | 1 | 1 | 0 | 0.064 | 0 | 0.53176 | 0 | 1 | 1 | 1 | 1 | 1 | 1
| 6535 | 1 | 1 | 1 | 1 | 1 | 0.002 | 0.077 | 0 | 0.53176 | 0 | 1 | 1 | 1 | 1 | 1 | 1
| 6536 | 1 | 1 | 1 | 1 | 1 | 0.112 | 0.054 | 0 | 0.53176 | 0 | 1 | 1 | 1 | 1 | 1 | 1
| 6537 | 1 | 1 | 1 | 1 | 1 | 0.314 | 0.046 | 0 | 0.53176 | 0 | 1 | 1 | 1 | 1 | 1 | 1
| 6538 | 1 | 1 | 1 | 1 | 1 | 0.491 | 0.05 | 0 | 0.53176 | 0 | 1 | 1 | 1 | 1 | 1 | 1
| 6539 | 1 | 1 | 1 | 1 | 1 | 0.611 | 0.071 | 0 | 0.53176 | 0 | 1 | 1 | 1 | 1 | 1 | 1
| 6540 | 1 | 1 | 1 | 1 | 1 | 0.675 | 0.106 | 0 | 0.53176 | 0 | 1 | 1 | 1 | 1 | 1 | 1
| 6541 | 1 | 1 | 1 | 1 | 1 | 0.693 | 0.157 | 0 | 0.53176 | 0 | 1 | 1 | 1 | 1 | 1 | 1
| 6542 | 1 | 1 | 1 | 1 | 1 | 0.669 | 0.202 | 0 | 0.53176 | 0 | 1 | 1 | 1 | 1 | 1 | 1
| 6543 | 1 | 1 | 1 | 1 | 1 | 0.601 | 0.245 | 0 | 0.53176 | 0 | 1 | 1 | 1 | 1 | 1 | 1
| 6544 | 1 | 1 | 1 | 1 | 1 | 0.474 | 0.316 | 0 | 0.53176 | 0 | 1 | 1 | 1 | 1 | 1 | 1
| 6545 | 1 | 1 | 1 | 1 | 1 | 0.304 | 0.413 | 0 | 0.53176 | 0 | 1 | 1 | 1 | 1 | 1 | 1
| 6546 | 1 | 1 | 1 | 1 | 1 | 0.126 | 0.525 | 0 | 0.53176 | 0 | 1 | 1 | 1 | 1 | 1 | 1
| 6547 | 1 | 1 | 1 | 1 | 1 | 0.004 | 0.627 | 0 | 0.53176 | 0 | 1 | 1 | 1 | 1 | 1 | 1
| 6548 | 1 | 1 | 1 | 1 | 1 | 0 | 0.59 | 0 | 0.53176 | 0 | 1 | 1 | 1 | 1 | 1 | 1
| 6549 | 1 | 1 | 1 | 1 | 1 | 0 | 0.494 | 0 | 0.53176 | 0 | 1 | 1 | 1 | 1 | 1 | 1
| 6550 | 1 | 1 | 1 | 1 | 1 | 0 | 0.459 | 0 | 0.53176 | 0 | 1 | 1 | 1 | 1 | 1 | 1
| 6551 | 1 | 1 | 1 | 1 | 1 | 0 | 0.466 | 0 | 0.53176 | 0 | 1 | 1 | 1 | 1 | 1 | 1
| 6552 | 1 | 1 | 1 | 1 | 1 | 0 | 0.4 | 0 | 0.53176 | 0 | 1 | 1 | 1 | 1 | 1 | 1
| 6553 | 1 | 1 | 1 | 1 | 1 | 0 | 0.252 | 0 | 0.41066 | 0 | 1 | 1 | 1 | 1 | 1 | 1
| 6554 | 1 | 1 | 1 | 1 | 1 | 0 | 0.178 | 0 | 0.41066 | 0 | 1 | 1 | 1 | 1 | 1 | 1
| 6555 | 1 | 1 | 1 | 1 | 1 | 0 | 0.168 | 0 | 0.41066 | 0 | 1 | 1 | 1 | 1 | 1 | 1
| 6556 | 1 | 1 | 1 | 1 | 1 | 0 | 0.171 | 0 | 0.41066 | 0 | 1 | 1 | 1 | 1 | 1 | 1
| 6557 | 1 | 1 | 1 | 1 | 1 | 0 | 0.202 | 0 | 0.41066 | 0 | 1 | 1 | 1 | 1 | 1 | 1
| 6558 | 1 | 1 | 1 | 1 | 1 | 0 | 0.215 | 0 | 0.41066 | 0 | 1 | 1 | 1 | 1 | 1 | 1
| 6559 | 1 | 1 | 1 | 1 | 1 | 0.002 | 0.19 | 0 | 0.41066 | 0 | 1 | 1 | 1 | 1 | 1 | 1
| 6560 | 1 | 1 | 1 | 1 | 1 | 0.114 | 0.157 | 0 | 0.41066 | 0 | 1 | 1 | 1 | 1 | 1 | 1
| 6561 | 1 | 1 | 1 | 1 | 1 | 0.329 | 0.112 | 0 | 0.41066 | 0 | 1 | 1 | 1 | 1 | 1 | 1
| 6562 | 1 | 1 | 1 | 1 | 1 | 0.487 | 0.101 | 0 | 0.41066 | 0 | 1 | 1 | 1 | 1 | 1 | 1
| 6563 | 1 | 1 | 1 | 1 | 1 | 0.583 | 0.12 | 0 | 0.41066 | 0 | 1 | 1 | 1 | 1 | 1 | 1
| 6564 | 1 | 1 | 1 | 1 | 1 | 0.629 | 0.163 | 0 | 0.41066 | 0 | 1 | 1 | 1 | 1 | 1 | 1
| 6565 | 1 | 1 | 1 | 1 | 1 | 0.632 | 0.199 | 0 | 0.41066 | 0 | 1 | 1 | 1 | 1 | 1 | 1
| 6566 | 1 | 1 | 1 | 1 | 1 | 0.594 | 0.24 | 0 | 0.41066 | 0 | 1 | 1 | 1 | 1 | 1 | 1
| 6567 | 1 | 1 | 1 | 1 | 1 | 0.513 | 0.29 | 0 | 0.41066 | 0 | 1 | 1 | 1 | 1 | 1 | 1
| 6568 | 1 | 1 | 1 | 1 | 1 | 0.404 | 0.341 | 0 | 0.41066 | 0 | 1 | 1 | 1 | 1 | 1 | 1
| 6569 | 1 | 1 | 1 | 1 | 1 | 0.271 | 0.394 | 0 | 0.41066 | 0 | 1 | 1 | 1 | 1 | 1 | 1
| 6570 | 1 | 1 | 1 | 1 | 1 | 0.113 | 0.461 | 0 | 0.41066 | 0 | 1 | 1 | 1 | 1 | 1 | 1
| 6571 | 1 | 1 | 1 | 1 | 1 | 0.004 | 0.529 | 0 | 0.41066 | 0 | 1 | 1 | 1 | 1 | 1 | 1
| 6572 | 1 | 1 | 1 | 1 | 1 | 0 | 0.523 | 0 | 0.41066 | 0 | 1 | 1 | 1 | 1 | 1 | 1
| 6573 | 1 | 1 | 1 | 1 | 1 | 0 | 0.444 | 0 | 0.41066 | 0 | 1 | 1 | 1 | 1 | 1 | 1
| 6574 | 1 | 1 | 1 | 1 | 1 | 0 | 0.313 | 0 | 0.41066 | 0 | 1 | 1 | 1 | 1 | 1 | 1
| 6575 | 1 | 1 | 1 | 1 | 1 | 0 | 0.231 | 0 | 0.41066 | 0 | 1 | 1 | 1 | 1 | 1 | 1
| 6576 | 1 | 1 | 1 | 1 | 1 | 0 | 0.165 | 0 | 0.41066 | 0 | 1 | 1 | 1 | 1 | 1 | 1
| 6577 | 1 | 1 | 1 | 1 | 1 | 0 | 0.16 | 0 | 0.41066 | 0 | 1 | 1 | 1 | 1 | 1 | 1
| 6578 | 1 | 1 | 1 | 1 | 1 | 0 | 0.171 | 0 | 0.41066 | 0 | 1 | 1 | 1 | 1 | 1 | 1
| 6579 | 1 | 1 | 1 | 1 | 1 | 0 | 0.187 | 0 | 0.41066 | 0 | 1 | 1 | 1 | 1 | 1 | 1
| 6580 | 1 | 1 | 1 | 1 | 1 | 0 | 0.205 | 0 | 0.41066 | 0 | 1 | 1 | 1 | 1 | 1 | 1
| 6581 | 1 | 1 | 1 | 1 | 1 | 0 | 0.22 | 0 | 0.41066 | 0 | 1 | 1 | 1 | 1 | 1 | 1
| 6582 | 1 | 1 | 1 | 1 | 1 | 0 | 0.233 | 0 | 0.41066 | 0 | 1 | 1 | 1 | 1 | 1 | 1
| 6583 | 1 | 1 | 1 | 1 | 1 | 0.002 | 0.23 | 0 | 0.41066 | 0 | 1 | 1 | 1 | 1 | 1 | 1
| 6584 | 1 | 1 | 1 | 1 | 1 | 0.112 | 0.193 | 0 | 0.41066 | 0 | 1 | 1 | 1 | 1 | 1 | 1
| 6585 | 1 | 1 | 1 | 1 | 1 | 0.33 | 0.193 | 0 | 0.41066 | 0 | 1 | 1 | 1 | 1 | 1 | 1
| 6586 | 1 | 1 | 1 | 1 | 1 | 0.489 | 0.196 | 0 | 0.41066 | 0 | 1 | 1 | 1 | 1 | 1 | 1
| 6587 | 1 | 1 | 1 | 1 | 1 | 0.603 | 0.215 | 0 | 0.41066 | 0 | 1 | 1 | 1 | 1 | 1 | 1
| 6588 | 1 | 1 | 1 | 1 | 1 | 0.659 | 0.246 | 0 | 0.41066 | 0 | 1 | 1 | 1 | 1 | 1 | 1
| 6589 | 1 | 1 | 1 | 1 | 1 | 0.662 | 0.292 | 0 | 0.41066 | 0 | 1 | 1 | 1 | 1 | 1 | 1
| 6590 | 1 | 1 | 1 | 1 | 1 | 0.63 | 0.355 | 0 | 0.41066 | 0 | 1 | 1 | 1 | 1 | 1 | 1
| 6591 | 1 | 1 | 1 | 1 | 1 | 0.56 | 0.421 | 0 | 0.41066 | 0 | 1 | 1 | 1 | 1 | 1 | 1
| 6592 | 1 | 1 | 1 | 1 | 1 | 0.447 | 0.501 | 0 | 0.41066 | 0 | 1 | 1 | 1 | 1 | 1 | 1
| 6593 | 1 | 1 | 1 | 1 | 1 | 0.29 | 0.572 | 0 | 0.41066 | 0 | 1 | 1 | 1 | 1 | 1 | 1
| 6594 | 1 | 1 | 1 | 1 | 1 | 0.123 | 0.624 | 0 | 0.41066 | 0 | 1 | 1 | 1 | 1 | 1 | 1
| 6595 | 1 | 1 | 1 | 1 | 1 | 0.004 | 0.59 | 0 | 0.41066 | 0 | 1 | 1 | 1 | 1 | 1 | 1
| 6596 | 1 | 1 | 1 | 1 | 1 | 0 | 0.59 | 0 | 0.41066 | 0 | 1 | 1 | 1 | 1 | 1 | 1
| 6597 | 1 | 1 | 1 | 1 | 1 | 0 | 0.633 | 0 | 0.41066 | 0 | 1 | 1 | 1 | 1 | 1 | 1
| 6598 | 1 | 1 | 1 | 1 | 1 | 0 | 0.626 | 0 | 0.41066 | 0 | 1 | 1 | 1 | 1 | 1 | 1
| 6599 | 1 | 1 | 1 | 1 | 1 | 0 | 0.537 | 0 | 0.41066 | 0 | 1 | 1 | 1 | 1 | 1 | 1
| 6600 | 1 | 1 | 1 | 1 | 1 | 0 | 0.468 | 0 | 0.41066 | 0 | 1 | 1 | 1 | 1 | 1 | 1
| 6601 | 1 | 1 | 1 | 1 | 1 | 0 | 0.367 | 0 | 0.41066 | 0 | 1 | 1 | 1 | 1 | 1 | 1
| 6602 | 1 | 1 | 1 | 1 | 1 | 0 | 0.257 | 0 | 0.41066 | 0 | 1 | 1 | 1 | 1 | 1 | 1
| 6603 | 1 | 1 | 1 | 1 | 1 | 0 | 0.278 | 0 | 0.41066 | 0 | 1 | 1 | 1 | 1 | 1 | 1
| 6604 | 1 | 1 | 1 | 1 | 1 | 0 | 0.31 | 0 | 0.41066 | 0 | 1 | 1 | 1 | 1 | 1 | 1
| 6605 | 1 | 1 | 1 | 1 | 1 | 0 | 0.336 | 0 | 0.41066 | 0 | 1 | 1 | 1 | 1 | 1 | 1
| 6606 | 1 | 1 | 1 | 1 | 1 | 0 | 0.32 | 0 | 0.41066 | 0 | 1 | 1 | 1 | 1 | 1 | 1
| 6607 | 1 | 1 | 1 | 1 | 1 | 0.002 | 0.289 | 0 | 0.41066 | 0 | 1 | 1 | 1 | 1 | 1 | 1
| 6608 | 1 | 1 | 1 | 1 | 1 | 0.112 | 0.312 | 0 | 0.41066 | 0 | 1 | 1 | 1 | 1 | 1 | 1
| 6609 | 1 | 1 | 1 | 1 | 1 | 0.331 | 0.4 | 0 | 0.41066 | 0 | 1 | 1 | 1 | 1 | 1 | 1
| 6610 | 1 | 1 | 1 | 1 | 1 | 0.497 | 0.498 | 0 | 0.41066 | 0 | 1 | 1 | 1 | 1 | 1 | 1
| 6611 | 1 | 1 | 1 | 1 | 1 | 0.61 | 0.523 | 0 | 0.41066 | 0 | 1 | 1 | 1 | 1 | 1 | 1
| 6612 | 1 | 1 | 1 | 1 | 1 | 0.674 | 0.513 | 0 | 0.41066 | 0 | 1 | 1 | 1 | 1 | 1 | 1
| 6613 | 1 | 1 | 1 | 1 | 1 | 0.689 | 0.492 | 0 | 0.41066 | 0 | 1 | 1 | 1 | 1 | 1 | 1
| 6614 | 1 | 1 | 1 | 1 | 1 | 0.658 | 0.504 | 0 | 0.41066 | 0 | 1 | 1 | 1 | 1 | 1 | 1
| 6615 | 1 | 1 | 1 | 1 | 1 | 0.577 | 0.548 | 0 | 0.41066 | 0 | 1 | 1 | 1 | 1 | 1 | 1
| 6616 | 1 | 1 | 1 | 1 | 1 | 0.446 | 0.618 | 0 | 0.41066 | 0 | 1 | 1 | 1 | 1 | 1 | 1
| 6617 | 1 | 1 | 1 | 1 | 1 | 0.215 | 0.727 | 0 | 0.41066 | 0 | 1 | 1 | 1 | 1 | 1 | 1
| 6618 | 1 | 1 | 1 | 1 | 1 | 0.052 | 0.804 | 0 | 0.41066 | 0 | 1 | 1 | 1 | 1 | 1 | 1
| 6619 | 1 | 1 | 1 | 1 | 1 | 0.001 | 0.776 | 0 | 0.41066 | 0 | 1 | 1 | 1 | 1 | 1 | 1
| 6620 | 1 | 1 | 1 | 1 | 1 | 0 | 0.7 | 0 | 0.41066 | 0 | 1 | 1 | 1 | 1 | 1 | 1
| 6621 | 1 | 1 | 1 | 1 | 1 | 0 | 0.642 | 0 | 0.41066 | 0 | 1 | 1 | 1 | 1 | 1 | 1
| 6622 | 1 | 1 | 1 | 1 | 1 | 0 | 0.567 | 0 | 0.41066 | 0 | 1 | 1 | 1 | 1 | 1 | 1
| 6623 | 1 | 1 | 1 | 1 | 1 | 0 | 0.42 | 0 | 0.41066 | 0 | 1 | 1 | 1 | 1 | 1 | 1
| 6624 | 1 | 1 | 1 | 1 | 1 | 0 | 0.283 | 0 | 0.41066 | 0 | 1 | 1 | 1 | 1 | 1 | 1
| 6625 | 1 | 1 | 1 | 1 | 1 | 0 | 0.189 | 0 | 0.41066 | 0 | 1 | 1 | 1 | 1 | 1 | 1
| 6626 | 1 | 1 | 1 | 1 | 1 | 0 | 0.154 | 0 | 0.41066 | 0 | 1 | 1 | 1 | 1 | 1 | 1
| 6627 | 1 | 1 | 1 | 1 | 1 | 0 | 0.152 | 0 | 0.41066 | 0 | 1 | 1 | 1 | 1 | 1 | 1
| 6628 | 1 | 1 | 1 | 1 | 1 | 0 | 0.14 | 0 | 0.41066 | 0 | 1 | 1 | 1 | 1 | 1 | 1
| 6629 | 1 | 1 | 1 | 1 | 1 | 0 | 0.167 | 0 | 0.41066 | 0 | 1 | 1 | 1 | 1 | 1 | 1
| 6630 | 1 | 1 | 1 | 1 | 1 | 0 | 0.192 | 0 | 0.41066 | 0 | 1 | 1 | 1 | 1 | 1 | 1
| 6631 | 1 | 1 | 1 | 1 | 1 | 0.002 | 0.217 | 0 | 0.41066 | 0 | 1 | 1 | 1 | 1 | 1 | 1
| 6632 | 1 | 1 | 1 | 1 | 1 | 0.115 | 0.233 | 0 | 0.41066 | 0 | 1 | 1 | 1 | 1 | 1 | 1
| 6633 | 1 | 1 | 1 | 1 | 1 | 0.334 | 0.276 | 0 | 0.41066 | 0 | 1 | 1 | 1 | 1 | 1 | 1
| 6634 | 1 | 1 | 1 | 1 | 1 | 0.494 | 0.32 | 0 | 0.41066 | 0 | 1 | 1 | 1 | 1 | 1 | 1
| 6635 | 1 | 1 | 1 | 1 | 1 | 0.611 | 0.356 | 0 | 0.41066 | 0 | 1 | 1 | 1 | 1 | 1 | 1
| 6636 | 1 | 1 | 1 | 1 | 1 | 0.676 | 0.407 | 0 | 0.41066 | 0 | 1 | 1 | 1 | 1 | 1 | 1
| 6637 | 1 | 1 | 1 | 1 | 1 | 0.696 | 0.452 | 0 | 0.41066 | 0 | 1 | 1 | 1 | 1 | 1 | 1
| 6638 | 1 | 1 | 1 | 1 | 1 | 0.673 | 0.484 | 0 | 0.41066 | 0 | 1 | 1 | 1 | 1 | 1 | 1
| 6639 | 1 | 1 | 1 | 1 | 1 | 0.605 | 0.495 | 0 | 0.41066 | 0 | 1 | 1 | 1 | 1 | 1 | 1
| 6640 | 1 | 1 | 1 | 1 | 1 | 0.492 | 0.507 | 0 | 0.41066 | 0 | 1 | 1 | 1 | 1 | 1 | 1
| 6641 | 1 | 1 | 1 | 1 | 1 | 0.334 | 0.523 | 0 | 0.41066 | 0 | 1 | 1 | 1 | 1 | 1 | 1
| 6642 | 1 | 1 | 1 | 1 | 1 | 0.14 | 0.534 | 0 | 0.41066 | 0 | 1 | 1 | 1 | 1 | 1 | 1
| 6643 | 1 | 1 | 1 | 1 | 1 | 0.004 | 0.535 | 0 | 0.41066 | 0 | 1 | 1 | 1 | 1 | 1 | 1
| 6644 | 1 | 1 | 1 | 1 | 1 | 0 | 0.538 | 0 | 0.41066 | 0 | 1 | 1 | 1 | 1 | 1 | 1
| 6645 | 1 | 1 | 1 | 1 | 1 | 0 | 0.544 | 0 | 0.41066 | 0 | 1 | 1 | 1 | 1 | 1 | 1
| 6646 | 1 | 1 | 1 | 1 | 1 | 0 | 0.541 | 0 | 0.41066 | 0 | 1 | 1 | 1 | 1 | 1 | 1
| 6647 | 1 | 1 | 1 | 1 | 1 | 0 | 0.494 | 0 | 0.41066 | 0 | 1 | 1 | 1 | 1 | 1 | 1
| 6648 | 1 | 1 | 1 | 1 | 1 | 0 | 0.457 | 0 | 0.41066 | 0 | 1 | 1 | 1 | 1 | 1 | 1
| 6649 | 1 | 1 | 1 | 1 | 1 | 0 | 0.324 | 0 | 0.41066 | 0 | 1 | 1 | 1 | 1 | 1 | 1
| 6650 | 1 | 1 | 1 | 1 | 1 | 0 | 0.212 | 0 | 0.41066 | 0 | 1 | 1 | 1 | 1 | 1 | 1
| 6651 | 1 | 1 | 1 | 1 | 1 | 0 | 0.18 | 0 | 0.41066 | 0 | 1 | 1 | 1 | 1 | 1 | 1
| 6652 | 1 | 1 | 1 | 1 | 1 | 0 | 0.154 | 0 | 0.41066 | 0 | 1 | 1 | 1 | 1 | 1 | 1
| 6653 | 1 | 1 | 1 | 1 | 1 | 0 | 0.126 | 0 | 0.41066 | 0 | 1 | 1 | 1 | 1 | 1 | 1
| 6654 | 1 | 1 | 1 | 1 | 1 | 0 | 0.103 | 0 | 0.41066 | 0 | 1 | 1 | 1 | 1 | 1 | 1
| 6655 | 1 | 1 | 1 | 1 | 1 | 0.002 | 0.088 | 0 | 0.41066 | 0 | 1 | 1 | 1 | 1 | 1 | 1
| 6656 | 1 | 1 | 1 | 1 | 1 | 0.12 | 0.1 | 0 | 0.41066 | 0 | 1 | 1 | 1 | 1 | 1 | 1
| 6657 | 1 | 1 | 1 | 1 | 1 | 0.297 | 0.225 | 0 | 0.41066 | 0 | 1 | 1 | 1 | 1 | 1 | 1
| 6658 | 1 | 1 | 1 | 1 | 1 | 0.465 | 0.295 | 0 | 0.41066 | 0 | 1 | 1 | 1 | 1 | 1 | 1
| 6659 | 1 | 1 | 1 | 1 | 1 | 0.576 | 0.318 | 0 | 0.41066 | 0 | 1 | 1 | 1 | 1 | 1 | 1
| 6660 | 1 | 1 | 1 | 1 | 1 | 0.631 | 0.325 | 0 | 0.41066 | 0 | 1 | 1 | 1 | 1 | 1 | 1
| 6661 | 1 | 1 | 1 | 1 | 1 | 0.652 | 0.314 | 0 | 0.41066 | 0 | 1 | 1 | 1 | 1 | 1 | 1
| 6662 | 1 | 1 | 1 | 1 | 1 | 0.628 | 0.334 | 0 | 0.41066 | 0 | 1 | 1 | 1 | 1 | 1 | 1
| 6663 | 1 | 1 | 1 | 1 | 1 | 0.568 | 0.374 | 0 | 0.41066 | 0 | 1 | 1 | 1 | 1 | 1 | 1
| 6664 | 1 | 1 | 1 | 1 | 1 | 0.461 | 0.432 | 0 | 0.41066 | 0 | 1 | 1 | 1 | 1 | 1 | 1
| 6665 | 1 | 1 | 1 | 1 | 1 | 0.306 | 0.498 | 0 | 0.41066 | 0 | 1 | 1 | 1 | 1 | 1 | 1
| 6666 | 1 | 1 | 1 | 1 | 1 | 0.118 | 0.576 | 0 | 0.41066 | 0 | 1 | 1 | 1 | 1 | 1 | 1
| 6667 | 1 | 1 | 1 | 1 | 1 | 0.004 | 0.613 | 0 | 0.41066 | 0 | 1 | 1 | 1 | 1 | 1 | 1
| 6668 | 1 | 1 | 1 | 1 | 1 | 0 | 0.598 | 0 | 0.41066 | 0 | 1 | 1 | 1 | 1 | 1 | 1
| 6669 | 1 | 1 | 1 | 1 | 1 | 0 | 0.561 | 0 | 0.41066 | 0 | 1 | 1 | 1 | 1 | 1 | 1
| 6670 | 1 | 1 | 1 | 1 | 1 | 0 | 0.535 | 0 | 0.41066 | 0 | 1 | 1 | 1 | 1 | 1 | 1
| 6671 | 1 | 1 | 1 | 1 | 1 | 0 | 0.547 | 0 | 0.41066 | 0 | 1 | 1 | 1 | 1 | 1 | 1
| 6672 | 1 | 1 | 1 | 1 | 1 | 0 | 0.507 | 0 | 0.41066 | 0 | 1 | 1 | 1 | 1 | 1 | 1
| 6673 | 1 | 1 | 1 | 1 | 1 | 0 | 0.379 | 0 | 0.41066 | 0 | 1 | 1 | 1 | 1 | 1 | 1
| 6674 | 1 | 1 | 1 | 1 | 1 | 0 | 0.287 | 0 | 0.41066 | 0 | 1 | 1 | 1 | 1 | 1 | 1
| 6675 | 1 | 1 | 1 | 1 | 1 | 0 | 0.224 | 0 | 0.41066 | 0 | 1 | 1 | 1 | 1 | 1 | 1
| 6676 | 1 | 1 | 1 | 1 | 1 | 0 | 0.161 | 0 | 0.41066 | 0 | 1 | 1 | 1 | 1 | 1 | 1
| 6677 | 1 | 1 | 1 | 1 | 1 | 0 | 0.112 | 0 | 0.41066 | 0 | 1 | 1 | 1 | 1 | 1 | 1
| 6678 | 1 | 1 | 1 | 1 | 1 | 0 | 0.077 | 0 | 0.41066 | 0 | 1 | 1 | 1 | 1 | 1 | 1
| 6679 | 1 | 1 | 1 | 1 | 1 | 0.002 | 0.061 | 0 | 0.41066 | 0 | 1 | 1 | 1 | 1 | 1 | 1
| 6680 | 1 | 1 | 1 | 1 | 1 | 0.122 | 0.139 | 0 | 0.41066 | 0 | 1 | 1 | 1 | 1 | 1 | 1
| 6681 | 1 | 1 | 1 | 1 | 1 | 0.319 | 0.294 | 0 | 0.41066 | 0 | 1 | 1 | 1 | 1 | 1 | 1
| 6682 | 1 | 1 | 1 | 1 | 1 | 0.478 | 0.352 | 0 | 0.41066 | 0 | 1 | 1 | 1 | 1 | 1 | 1
| 6683 | 1 | 1 | 1 | 1 | 1 | 0.584 | 0.373 | 0 | 0.41066 | 0 | 1 | 1 | 1 | 1 | 1 | 1
| 6684 | 1 | 1 | 1 | 1 | 1 | 0.642 | 0.39 | 0 | 0.41066 | 0 | 1 | 1 | 1 | 1 | 1 | 1
| 6685 | 1 | 1 | 1 | 1 | 1 | 0.608 | 0.413 | 0 | 0.41066 | 0 | 1 | 1 | 1 | 1 | 1 | 1
| 6686 | 1 | 1 | 1 | 1 | 1 | 0.56 | 0.443 | 0 | 0.41066 | 0 | 1 | 1 | 1 | 1 | 1 | 1
| 6687 | 1 | 1 | 1 | 1 | 1 | 0.471 | 0.481 | 0 | 0.41066 | 0 | 1 | 1 | 1 | 1 | 1 | 1
| 6688 | 1 | 1 | 1 | 1 | 1 | 0.344 | 0.523 | 0 | 0.41066 | 0 | 1 | 1 | 1 | 1 | 1 | 1
| 6689 | 1 | 1 | 1 | 1 | 1 | 0.204 | 0.539 | 0 | 0.41066 | 0 | 1 | 1 | 1 | 1 | 1 | 1
| 6690 | 1 | 1 | 1 | 1 | 1 | 0.075 | 0.525 | 0 | 0.41066 | 0 | 1 | 1 | 1 | 1 | 1 | 1
| 6691 | 1 | 1 | 1 | 1 | 1 | 0.003 | 0.46 | 0 | 0.41066 | 0 | 1 | 1 | 1 | 1 | 1 | 1
| 6692 | 1 | 1 | 1 | 1 | 1 | 0 | 0.416 | 0 | 0.41066 | 0 | 1 | 1 | 1 | 1 | 1 | 1
| 6693 | 1 | 1 | 1 | 1 | 1 | 0 | 0.439 | 0 | 0.41066 | 0 | 1 | 1 | 1 | 1 | 1 | 1
| 6694 | 1 | 1 | 1 | 1 | 1 | 0 | 0.476 | 0 | 0.41066 | 0 | 1 | 1 | 1 | 1 | 1 | 1
| 6695 | 1 | 1 | 1 | 1 | 1 | 0 | 0.447 | 0 | 0.41066 | 0 | 1 | 1 | 1 | 1 | 1 | 1
| 6696 | 1 | 1 | 1 | 1 | 1 | 0 | 0.288 | 0 | 0.41066 | 0 | 1 | 1 | 1 | 1 | 1 | 1
| 6697 | 1 | 1 | 1 | 1 | 1 | 0 | 0.208 | 0 | 0.41066 | 0 | 1 | 1 | 1 | 1 | 1 | 1
| 6698 | 1 | 1 | 1 | 1 | 1 | 0 | 0.199 | 0 | 0.41066 | 0 | 1 | 1 | 1 | 1 | 1 | 1
| 6699 | 1 | 1 | 1 | 1 | 1 | 0 | 0.167 | 0 | 0.41066 | 0 | 1 | 1 | 1 | 1 | 1 | 1
| 6700 | 1 | 1 | 1 | 1 | 1 | 0 | 0.136 | 0 | 0.41066 | 0 | 1 | 1 | 1 | 1 | 1 | 1
| 6701 | 1 | 1 | 1 | 1 | 1 | 0 | 0.121 | 0 | 0.41066 | 0 | 1 | 1 | 1 | 1 | 1 | 1
| 6702 | 1 | 1 | 1 | 1 | 1 | 0 | 0.093 | 0 | 0.41066 | 0 | 1 | 1 | 1 | 1 | 1 | 1
| 6703 | 1 | 1 | 1 | 1 | 1 | 0.002 | 0.055 | 0 | 0.41066 | 0 | 1 | 1 | 1 | 1 | 1 | 1
| 6704 | 1 | 1 | 1 | 1 | 1 | 0.119 | 0.038 | 0 | 0.41066 | 0 | 1 | 1 | 1 | 1 | 1 | 1
| 6705 | 1 | 1 | 1 | 1 | 1 | 0.316 | 0.092 | 0 | 0.41066 | 0 | 1 | 1 | 1 | 1 | 1 | 1
| 6706 | 1 | 1 | 1 | 1 | 1 | 0.473 | 0.151 | 0 | 0.41066 | 0 | 1 | 1 | 1 | 1 | 1 | 1
| 6707 | 1 | 1 | 1 | 1 | 1 | 0.583 | 0.17 | 0 | 0.41066 | 0 | 1 | 1 | 1 | 1 | 1 | 1
| 6708 | 1 | 1 | 1 | 1 | 1 | 0.627 | 0.186 | 0 | 0.41066 | 0 | 1 | 1 | 1 | 1 | 1 | 1
| 6709 | 1 | 1 | 1 | 1 | 1 | 0.622 | 0.213 | 0 | 0.41066 | 0 | 1 | 1 | 1 | 1 | 1 | 1
| 6710 | 1 | 1 | 1 | 1 | 1 | 0.601 | 0.259 | 0 | 0.41066 | 0 | 1 | 1 | 1 | 1 | 1 | 1
| 6711 | 1 | 1 | 1 | 1 | 1 | 0.509 | 0.311 | 0 | 0.41066 | 0 | 1 | 1 | 1 | 1 | 1 | 1
| 6712 | 1 | 1 | 1 | 1 | 1 | 0.395 | 0.362 | 0 | 0.41066 | 0 | 1 | 1 | 1 | 1 | 1 | 1
| 6713 | 1 | 1 | 1 | 1 | 1 | 0.281 | 0.405 | 0 | 0.41066 | 0 | 1 | 1 | 1 | 1 | 1 | 1
| 6714 | 1 | 1 | 1 | 1 | 1 | 0.114 | 0.447 | 0 | 0.41066 | 0 | 1 | 1 | 1 | 1 | 1 | 1
| 6715 | 1 | 1 | 1 | 1 | 1 | 0.005 | 0.507 | 0 | 0.41066 | 0 | 1 | 1 | 1 | 1 | 1 | 1
| 6716 | 1 | 1 | 1 | 1 | 1 | 0 | 0.552 | 0 | 0.41066 | 0 | 1 | 1 | 1 | 1 | 1 | 1
| 6717 | 1 | 1 | 1 | 1 | 1 | 0 | 0.535 | 0 | 0.41066 | 0 | 1 | 1 | 1 | 1 | 1 | 1
| 6718 | 1 | 1 | 1 | 1 | 1 | 0 | 0.545 | 0 | 0.41066 | 0 | 1 | 1 | 1 | 1 | 1 | 1
| 6719 | 1 | 1 | 1 | 1 | 1 | 0 | 0.512 | 0 | 0.41066 | 0 | 1 | 1 | 1 | 1 | 1 | 1
| 6720 | 1 | 1 | 1 | 1 | 1 | 0 | 0.461 | 0 | 0.41066 | 0 | 1 | 1 | 1 | 1 | 1 | 1
| 6721 | 1 | 1 | 1 | 1 | 1 | 0 | 0.243 | 0 | 0.41066 | 0 | 1 | 1 | 1 | 1 | 1 | 1
| 6722 | 1 | 1 | 1 | 1 | 1 | 0 | 0.125 | 0 | 0.41066 | 0 | 1 | 1 | 1 | 1 | 1 | 1
| 6723 | 1 | 1 | 1 | 1 | 1 | 0 | 0.118 | 0 | 0.41066 | 0 | 1 | 1 | 1 | 1 | 1 | 1
| 6724 | 1 | 1 | 1 | 1 | 1 | 0 | 0.101 | 0 | 0.41066 | 0 | 1 | 1 | 1 | 1 | 1 | 1
| 6725 | 1 | 1 | 1 | 1 | 1 | 0 | 0.099 | 0 | 0.41066 | 0 | 1 | 1 | 1 | 1 | 1 | 1
| 6726 | 1 | 1 | 1 | 1 | 1 | 0 | 0.12 | 0 | 0.41066 | 0 | 1 | 1 | 1 | 1 | 1 | 1
| 6727 | 1 | 1 | 1 | 1 | 1 | 0.002 | 0.118 | 0 | 0.41066 | 0 | 1 | 1 | 1 | 1 | 1 | 1
| 6728 | 1 | 1 | 1 | 1 | 1 | 0.118 | 0.079 | 0 | 0.41066 | 0 | 1 | 1 | 1 | 1 | 1 | 1
| 6729 | 1 | 1 | 1 | 1 | 1 | 0.328 | 0.152 | 0 | 0.41066 | 0 | 1 | 1 | 1 | 1 | 1 | 1
| 6730 | 1 | 1 | 1 | 1 | 1 | 0.486 | 0.202 | 0 | 0.41066 | 0 | 1 | 1 | 1 | 1 | 1 | 1
| 6731 | 1 | 1 | 1 | 1 | 1 | 0.593 | 0.216 | 0 | 0.41066 | 0 | 1 | 1 | 1 | 1 | 1 | 1
| 6732 | 1 | 1 | 1 | 1 | 1 | 0.641 | 0.229 | 0 | 0.41066 | 0 | 1 | 1 | 1 | 1 | 1 | 1
| 6733 | 1 | 1 | 1 | 1 | 1 | 0.639 | 0.244 | 0 | 0.41066 | 0 | 1 | 1 | 1 | 1 | 1 | 1
| 6734 | 1 | 1 | 1 | 1 | 1 | 0.588 | 0.279 | 0 | 0.41066 | 0 | 1 | 1 | 1 | 1 | 1 | 1
| 6735 | 1 | 1 | 1 | 1 | 1 | 0.511 | 0.332 | 0 | 0.41066 | 0 | 1 | 1 | 1 | 1 | 1 | 1
| 6736 | 1 | 1 | 1 | 1 | 1 | 0.404 | 0.395 | 0 | 0.41066 | 0 | 1 | 1 | 1 | 1 | 1 | 1
| 6737 | 1 | 1 | 1 | 1 | 1 | 0.274 | 0.464 | 0 | 0.41066 | 0 | 1 | 1 | 1 | 1 | 1 | 1
| 6738 | 1 | 1 | 1 | 1 | 1 | 0.111 | 0.535 | 0 | 0.41066 | 0 | 1 | 1 | 1 | 1 | 1 | 1
| 6739 | 1 | 1 | 1 | 1 | 1 | 0.004 | 0.578 | 0 | 0.41066 | 0 | 1 | 1 | 1 | 1 | 1 | 1
| 6740 | 1 | 1 | 1 | 1 | 1 | 0 | 0.602 | 0 | 0.41066 | 0 | 1 | 1 | 1 | 1 | 1 | 1
| 6741 | 1 | 1 | 1 | 1 | 1 | 0 | 0.583 | 0 | 0.41066 | 0 | 1 | 1 | 1 | 1 | 1 | 1
| 6742 | 1 | 1 | 1 | 1 | 1 | 0 | 0.486 | 0 | 0.41066 | 0 | 1 | 1 | 1 | 1 | 1 | 1
| 6743 | 1 | 1 | 1 | 1 | 1 | 0 | 0.376 | 0 | 0.41066 | 0 | 1 | 1 | 1 | 1 | 1 | 1
| 6744 | 1 | 1 | 1 | 1 | 1 | 0 | 0.389 | 0 | 0.41066 | 0 | 1 | 1 | 1 | 1 | 1 | 1
| 6745 | 1 | 1 | 1 | 1 | 1 | 0 | 0.549 | 0 | 0.41066 | 0 | 1 | 1 | 1 | 1 | 1 | 1
| 6746 | 1 | 1 | 1 | 1 | 1 | 0 | 0.648 | 0 | 0.41066 | 0 | 1 | 1 | 1 | 1 | 1 | 1
| 6747 | 1 | 1 | 1 | 1 | 1 | 0 | 0.648 | 0 | 0.41066 | 0 | 1 | 1 | 1 | 1 | 1 | 1
| 6748 | 1 | 1 | 1 | 1 | 1 | 0 | 0.547 | 0 | 0.41066 | 0 | 1 | 1 | 1 | 1 | 1 | 1
| 6749 | 1 | 1 | 1 | 1 | 1 | 0 | 0.451 | 0 | 0.41066 | 0 | 1 | 1 | 1 | 1 | 1 | 1
| 6750 | 1 | 1 | 1 | 1 | 1 | 0 | 0.337 | 0 | 0.41066 | 0 | 1 | 1 | 1 | 1 | 1 | 1
| 6751 | 1 | 1 | 1 | 1 | 1 | 0.002 | 0.225 | 0 | 0.41066 | 0 | 1 | 1 | 1 | 1 | 1 | 1
| 6752 | 1 | 1 | 1 | 1 | 1 | 0.103 | 0.256 | 0 | 0.41066 | 0 | 1 | 1 | 1 | 1 | 1 | 1
| 6753 | 1 | 1 | 1 | 1 | 1 | 0.277 | 0.23 | 0 | 0.41066 | 0 | 1 | 1 | 1 | 1 | 1 | 1
| 6754 | 1 | 1 | 1 | 1 | 1 | 0.445 | 0.191 | 0 | 0.41066 | 0 | 1 | 1 | 1 | 1 | 1 | 1
| 6755 | 1 | 1 | 1 | 1 | 1 | 0.573 | 0.156 | 0 | 0.41066 | 0 | 1 | 1 | 1 | 1 | 1 | 1
| 6756 | 1 | 1 | 1 | 1 | 1 | 0.646 | 0.137 | 0 | 0.41066 | 0 | 1 | 1 | 1 | 1 | 1 | 1
| 6757 | 1 | 1 | 1 | 1 | 1 | 0.657 | 0.138 | 0 | 0.41066 | 0 | 1 | 1 | 1 | 1 | 1 | 1
| 6758 | 1 | 1 | 1 | 1 | 1 | 0.624 | 0.172 | 0 | 0.41066 | 0 | 1 | 1 | 1 | 1 | 1 | 1
| 6759 | 1 | 1 | 1 | 1 | 1 | 0.559 | 0.241 | 0 | 0.41066 | 0 | 1 | 1 | 1 | 1 | 1 | 1
| 6760 | 1 | 1 | 1 | 1 | 1 | 0.448 | 0.326 | 0 | 0.41066 | 0 | 1 | 1 | 1 | 1 | 1 | 1
| 6761 | 1 | 1 | 1 | 1 | 1 | 0.288 | 0.431 | 0 | 0.41066 | 0 | 1 | 1 | 1 | 1 | 1 | 1
| 6762 | 1 | 1 | 1 | 1 | 1 | 0.112 | 0.55 | 0 | 0.41066 | 0 | 1 | 1 | 1 | 1 | 1 | 1
| 6763 | 1 | 1 | 1 | 1 | 1 | 0.004 | 0.62 | 0 | 0.41066 | 0 | 1 | 1 | 1 | 1 | 1 | 1
| 6764 | 1 | 1 | 1 | 1 | 1 | 0 | 0.632 | 0 | 0.41066 | 0 | 1 | 1 | 1 | 1 | 1 | 1
| 6765 | 1 | 1 | 1 | 1 | 1 | 0 | 0.58 | 0 | 0.41066 | 0 | 1 | 1 | 1 | 1 | 1 | 1
| 6766 | 1 | 1 | 1 | 1 | 1 | 0 | 0.51 | 0 | 0.41066 | 0 | 1 | 1 | 1 | 1 | 1 | 1
| 6767 | 1 | 1 | 1 | 1 | 1 | 0 | 0.491 | 0 | 0.41066 | 0 | 1 | 1 | 1 | 1 | 1 | 1
| 6768 | 1 | 1 | 1 | 1 | 1 | 0 | 0.464 | 0 | 0.41066 | 0 | 1 | 1 | 1 | 1 | 1 | 1
| 6769 | 1 | 1 | 1 | 1 | 1 | 0 | 0.419 | 0 | 0.41066 | 0 | 1 | 1 | 1 | 1 | 1 | 1
| 6770 | 1 | 1 | 1 | 1 | 1 | 0 | 0.353 | 0 | 0.41066 | 0 | 1 | 1 | 1 | 1 | 1 | 1
| 6771 | 1 | 1 | 1 | 1 | 1 | 0 | 0.323 | 0 | 0.41066 | 0 | 1 | 1 | 1 | 1 | 1 | 1
| 6772 | 1 | 1 | 1 | 1 | 1 | 0 | 0.348 | 0 | 0.41066 | 0 | 1 | 1 | 1 | 1 | 1 | 1
| 6773 | 1 | 1 | 1 | 1 | 1 | 0 | 0.407 | 0 | 0.41066 | 0 | 1 | 1 | 1 | 1 | 1 | 1
| 6774 | 1 | 1 | 1 | 1 | 1 | 0 | 0.501 | 0 | 0.41066 | 0 | 1 | 1 | 1 | 1 | 1 | 1
| 6775 | 1 | 1 | 1 | 1 | 1 | 0.002 | 0.48 | 0 | 0.41066 | 0 | 1 | 1 | 1 | 1 | 1 | 1
| 6776 | 1 | 1 | 1 | 1 | 1 | 0.104 | 0.47 | 0 | 0.41066 | 0 | 1 | 1 | 1 | 1 | 1 | 1
| 6777 | 1 | 1 | 1 | 1 | 1 | 0.285 | 0.464 | 0 | 0.41066 | 0 | 1 | 1 | 1 | 1 | 1 | 1
| 6778 | 1 | 1 | 1 | 1 | 1 | 0.441 | 0.46 | 0 | 0.41066 | 0 | 1 | 1 | 1 | 1 | 1 | 1
| 6779 | 1 | 1 | 1 | 1 | 1 | 0.569 | 0.439 | 0 | 0.41066 | 0 | 1 | 1 | 1 | 1 | 1 | 1
| 6780 | 1 | 1 | 1 | 1 | 1 | 0.629 | 0.416 | 0 | 0.41066 | 0 | 1 | 1 | 1 | 1 | 1 | 1
| 6781 | 1 | 1 | 1 | 1 | 1 | 0.657 | 0.414 | 0 | 0.41066 | 0 | 1 | 1 | 1 | 1 | 1 | 1
| 6782 | 1 | 1 | 1 | 1 | 1 | 0.623 | 0.448 | 0 | 0.41066 | 0 | 1 | 1 | 1 | 1 | 1 | 1
| 6783 | 1 | 1 | 1 | 1 | 1 | 0.554 | 0.518 | 0 | 0.41066 | 0 | 1 | 1 | 1 | 1 | 1 | 1
| 6784 | 1 | 1 | 1 | 1 | 1 | 0.432 | 0.601 | 0 | 0.41066 | 0 | 1 | 1 | 1 | 1 | 1 | 1
| 6785 | 1 | 1 | 1 | 1 | 1 | 0.256 | 0.674 | 0 | 0.41066 | 0 | 1 | 1 | 1 | 1 | 1 | 1
| 6786 | 1 | 1 | 1 | 1 | 1 | 0.112 | 0.725 | 0 | 0.41066 | 0 | 1 | 1 | 1 | 1 | 1 | 1
| 6787 | 1 | 1 | 1 | 1 | 1 | 0.004 | 0.687 | 0 | 0.41066 | 0 | 1 | 1 | 1 | 1 | 1 | 1
| 6788 | 1 | 1 | 1 | 1 | 1 | 0 | 0.599 | 0 | 0.41066 | 0 | 1 | 1 | 1 | 1 | 1 | 1
| 6789 | 1 | 1 | 1 | 1 | 1 | 0 | 0.576 | 0 | 0.41066 | 0 | 1 | 1 | 1 | 1 | 1 | 1
| 6790 | 1 | 1 | 1 | 1 | 1 | 0 | 0.535 | 0 | 0.41066 | 0 | 1 | 1 | 1 | 1 | 1 | 1
| 6791 | 1 | 1 | 1 | 1 | 1 | 0 | 0.469 | 0 | 0.41066 | 0 | 1 | 1 | 1 | 1 | 1 | 1
| 6792 | 1 | 1 | 1 | 1 | 1 | 0 | 0.447 | 0 | 0.41066 | 0 | 1 | 1 | 1 | 1 | 1 | 1
| 6793 | 1 | 1 | 1 | 1 | 1 | 0 | 0.451 | 0 | 0.41066 | 0 | 1 | 1 | 1 | 1 | 1 | 1
| 6794 | 1 | 1 | 1 | 1 | 1 | 0 | 0.439 | 0 | 0.41066 | 0 | 1 | 1 | 1 | 1 | 1 | 1
| 6795 | 1 | 1 | 1 | 1 | 1 | 0 | 0.377 | 0 | 0.41066 | 0 | 1 | 1 | 1 | 1 | 1 | 1
| 6796 | 1 | 1 | 1 | 1 | 1 | 0 | 0.33 | 0 | 0.41066 | 0 | 1 | 1 | 1 | 1 | 1 | 1
| 6797 | 1 | 1 | 1 | 1 | 1 | 0 | 0.29 | 0 | 0.41066 | 0 | 1 | 1 | 1 | 1 | 1 | 1
| 6798 | 1 | 1 | 1 | 1 | 1 | 0 | 0.255 | 0 | 0.41066 | 0 | 1 | 1 | 1 | 1 | 1 | 1
| 6799 | 1 | 1 | 1 | 1 | 1 | 0.001 | 0.243 | 0 | 0.41066 | 0 | 1 | 1 | 1 | 1 | 1 | 1
| 6800 | 1 | 1 | 1 | 1 | 1 | 0.095 | 0.278 | 0 | 0.41066 | 0 | 1 | 1 | 1 | 1 | 1 | 1
| 6801 | 1 | 1 | 1 | 1 | 1 | 0.27 | 0.384 | 0 | 0.41066 | 0 | 1 | 1 | 1 | 1 | 1 | 1
| 6802 | 1 | 1 | 1 | 1 | 1 | 0.453 | 0.459 | 0 | 0.41066 | 0 | 1 | 1 | 1 | 1 | 1 | 1
| 6803 | 1 | 1 | 1 | 1 | 1 | 0.569 | 0.485 | 0 | 0.41066 | 0 | 1 | 1 | 1 | 1 | 1 | 1
| 6804 | 1 | 1 | 1 | 1 | 1 | 0.623 | 0.494 | 0 | 0.41066 | 0 | 1 | 1 | 1 | 1 | 1 | 1
| 6805 | 1 | 1 | 1 | 1 | 1 | 0.632 | 0.492 | 0 | 0.41066 | 0 | 1 | 1 | 1 | 1 | 1 | 1
| 6806 | 1 | 1 | 1 | 1 | 1 | 0.608 | 0.503 | 0 | 0.41066 | 0 | 1 | 1 | 1 | 1 | 1 | 1
| 6807 | 1 | 1 | 1 | 1 | 1 | 0.548 | 0.532 | 0 | 0.41066 | 0 | 1 | 1 | 1 | 1 | 1 | 1
| 6808 | 1 | 1 | 1 | 1 | 1 | 0.44 | 0.586 | 0 | 0.41066 | 0 | 1 | 1 | 1 | 1 | 1 | 1
| 6809 | 1 | 1 | 1 | 1 | 1 | 0.293 | 0.638 | 0 | 0.41066 | 0 | 1 | 1 | 1 | 1 | 1 | 1
| 6810 | 1 | 1 | 1 | 1 | 1 | 0.119 | 0.672 | 0 | 0.41066 | 0 | 1 | 1 | 1 | 1 | 1 | 1
| 6811 | 1 | 1 | 1 | 1 | 1 | 0.004 | 0.617 | 0 | 0.41066 | 0 | 1 | 1 | 1 | 1 | 1 | 1
| 6812 | 1 | 1 | 1 | 1 | 1 | 0 | 0.571 | 0 | 0.41066 | 0 | 1 | 1 | 1 | 1 | 1 | 1
| 6813 | 1 | 1 | 1 | 1 | 1 | 0 | 0.501 | 0 | 0.41066 | 0 | 1 | 1 | 1 | 1 | 1 | 1
| 6814 | 1 | 1 | 1 | 1 | 1 | 0 | 0.473 | 0 | 0.41066 | 0 | 1 | 1 | 1 | 1 | 1 | 1
| 6815 | 1 | 1 | 1 | 1 | 1 | 0 | 0.51 | 0 | 0.41066 | 0 | 1 | 1 | 1 | 1 | 1 | 1
| 6816 | 1 | 1 | 1 | 1 | 1 | 0 | 0.511 | 0 | 0.41066 | 0 | 1 | 1 | 1 | 1 | 1 | 1
| 6817 | 1 | 1 | 1 | 1 | 1 | 0 | 0.435 | 0 | 0.41066 | 0 | 1 | 1 | 1 | 1 | 1 | 1
| 6818 | 1 | 1 | 1 | 1 | 1 | 0 | 0.367 | 0 | 0.41066 | 0 | 1 | 1 | 1 | 1 | 1 | 1
| 6819 | 1 | 1 | 1 | 1 | 1 | 0 | 0.291 | 0 | 0.41066 | 0 | 1 | 1 | 1 | 1 | 1 | 1
| 6820 | 1 | 1 | 1 | 1 | 1 | 0 | 0.279 | 0 | 0.41066 | 0 | 1 | 1 | 1 | 1 | 1 | 1
| 6821 | 1 | 1 | 1 | 1 | 1 | 0 | 0.337 | 0 | 0.41066 | 0 | 1 | 1 | 1 | 1 | 1 | 1
| 6822 | 1 | 1 | 1 | 1 | 1 | 0 | 0.287 | 0 | 0.41066 | 0 | 1 | 1 | 1 | 1 | 1 | 1
| 6823 | 1 | 1 | 1 | 1 | 1 | 0.001 | 0.217 | 0 | 0.41066 | 0 | 1 | 1 | 1 | 1 | 1 | 1
| 6824 | 1 | 1 | 1 | 1 | 1 | 0.093 | 0.227 | 0 | 0.41066 | 0 | 1 | 1 | 1 | 1 | 1 | 1
| 6825 | 1 | 1 | 1 | 1 | 1 | 0.254 | 0.284 | 0 | 0.41066 | 0 | 1 | 1 | 1 | 1 | 1 | 1
| 6826 | 1 | 1 | 1 | 1 | 1 | 0.388 | 0.337 | 0 | 0.41066 | 0 | 1 | 1 | 1 | 1 | 1 | 1
| 6827 | 1 | 1 | 1 | 1 | 1 | 0.511 | 0.362 | 0 | 0.41066 | 0 | 1 | 1 | 1 | 1 | 1 | 1
| 6828 | 1 | 1 | 1 | 1 | 1 | 0.598 | 0.376 | 0 | 0.41066 | 0 | 1 | 1 | 1 | 1 | 1 | 1
| 6829 | 1 | 1 | 1 | 1 | 1 | 0.648 | 0.367 | 0 | 0.41066 | 0 | 1 | 1 | 1 | 1 | 1 | 1
| 6830 | 1 | 1 | 1 | 1 | 1 | 0.621 | 0.364 | 0 | 0.41066 | 0 | 1 | 1 | 1 | 1 | 1 | 1
| 6831 | 1 | 1 | 1 | 1 | 1 | 0.545 | 0.384 | 0 | 0.41066 | 0 | 1 | 1 | 1 | 1 | 1 | 1
| 6832 | 1 | 1 | 1 | 1 | 1 | 0.42 | 0.416 | 0 | 0.41066 | 0 | 1 | 1 | 1 | 1 | 1 | 1
| 6833 | 1 | 1 | 1 | 1 | 1 | 0.276 | 0.448 | 0 | 0.41066 | 0 | 1 | 1 | 1 | 1 | 1 | 1
| 6834 | 1 | 1 | 1 | 1 | 1 | 0.111 | 0.485 | 0 | 0.41066 | 0 | 1 | 1 | 1 | 1 | 1 | 1
| 6835 | 1 | 1 | 1 | 1 | 1 | 0.004 | 0.481 | 0 | 0.41066 | 0 | 1 | 1 | 1 | 1 | 1 | 1
| 6836 | 1 | 1 | 1 | 1 | 1 | 0 | 0.457 | 0 | 0.41066 | 0 | 1 | 1 | 1 | 1 | 1 | 1
| 6837 | 1 | 1 | 1 | 1 | 1 | 0 | 0.397 | 0 | 0.41066 | 0 | 1 | 1 | 1 | 1 | 1 | 1
| 6838 | 1 | 1 | 1 | 1 | 1 | 0 | 0.364 | 0 | 0.41066 | 0 | 1 | 1 | 1 | 1 | 1 | 1
| 6839 | 1 | 1 | 1 | 1 | 1 | 0 | 0.444 | 0 | 0.41066 | 0 | 1 | 1 | 1 | 1 | 1 | 1
| 6840 | 1 | 1 | 1 | 1 | 1 | 0 | 0.518 | 0 | 0.41066 | 0 | 1 | 1 | 1 | 1 | 1 | 1
| 6841 | 1 | 1 | 1 | 1 | 1 | 0 | 0.473 | 0 | 0.41066 | 0 | 1 | 1 | 1 | 1 | 1 | 1
| 6842 | 1 | 1 | 1 | 1 | 1 | 0 | 0.422 | 0 | 0.41066 | 0 | 1 | 1 | 1 | 1 | 1 | 1
| 6843 | 1 | 1 | 1 | 1 | 1 | 0 | 0.378 | 0 | 0.41066 | 0 | 1 | 1 | 1 | 1 | 1 | 1
| 6844 | 1 | 1 | 1 | 1 | 1 | 0 | 0.309 | 0 | 0.41066 | 0 | 1 | 1 | 1 | 1 | 1 | 1
| 6845 | 1 | 1 | 1 | 1 | 1 | 0 | 0.203 | 0 | 0.41066 | 0 | 1 | 1 | 1 | 1 | 1 | 1
| 6846 | 1 | 1 | 1 | 1 | 1 | 0 | 0.159 | 0 | 0.41066 | 0 | 1 | 1 | 1 | 1 | 1 | 1
| 6847 | 1 | 1 | 1 | 1 | 1 | 0.002 | 0.162 | 0 | 0.41066 | 0 | 1 | 1 | 1 | 1 | 1 | 1
| 6848 | 1 | 1 | 1 | 1 | 1 | 0.103 | 0.272 | 0 | 0.41066 | 0 | 1 | 1 | 1 | 1 | 1 | 1
| 6849 | 1 | 1 | 1 | 1 | 1 | 0.302 | 0.359 | 0 | 0.41066 | 0 | 1 | 1 | 1 | 1 | 1 | 1
| 6850 | 1 | 1 | 1 | 1 | 1 | 0.462 | 0.374 | 0 | 0.41066 | 0 | 1 | 1 | 1 | 1 | 1 | 1
| 6851 | 1 | 1 | 1 | 1 | 1 | 0.572 | 0.355 | 0 | 0.41066 | 0 | 1 | 1 | 1 | 1 | 1 | 1
| 6852 | 1 | 1 | 1 | 1 | 1 | 0.634 | 0.323 | 0 | 0.41066 | 0 | 1 | 1 | 1 | 1 | 1 | 1
| 6853 | 1 | 1 | 1 | 1 | 1 | 0.653 | 0.308 | 0 | 0.41066 | 0 | 1 | 1 | 1 | 1 | 1 | 1
| 6854 | 1 | 1 | 1 | 1 | 1 | 0.615 | 0.332 | 0 | 0.41066 | 0 | 1 | 1 | 1 | 1 | 1 | 1
| 6855 | 1 | 1 | 1 | 1 | 1 | 0.53 | 0.371 | 0 | 0.41066 | 0 | 1 | 1 | 1 | 1 | 1 | 1
| 6856 | 1 | 1 | 1 | 1 | 1 | 0.408 | 0.409 | 0 | 0.41066 | 0 | 1 | 1 | 1 | 1 | 1 | 1
| 6857 | 1 | 1 | 1 | 1 | 1 | 0.265 | 0.446 | 0 | 0.41066 | 0 | 1 | 1 | 1 | 1 | 1 | 1
| 6858 | 1 | 1 | 1 | 1 | 1 | 0.101 | 0.478 | 0 | 0.41066 | 0 | 1 | 1 | 1 | 1 | 1 | 1
| 6859 | 1 | 1 | 1 | 1 | 1 | 0.004 | 0.425 | 0 | 0.41066 | 0 | 1 | 1 | 1 | 1 | 1 | 1
| 6860 | 1 | 1 | 1 | 1 | 1 | 0 | 0.364 | 0 | 0.41066 | 0 | 1 | 1 | 1 | 1 | 1 | 1
| 6861 | 1 | 1 | 1 | 1 | 1 | 0 | 0.298 | 0 | 0.41066 | 0 | 1 | 1 | 1 | 1 | 1 | 1
| 6862 | 1 | 1 | 1 | 1 | 1 | 0 | 0.248 | 0 | 0.41066 | 0 | 1 | 1 | 1 | 1 | 1 | 1
| 6863 | 1 | 1 | 1 | 1 | 1 | 0 | 0.284 | 0 | 0.41066 | 0 | 1 | 1 | 1 | 1 | 1 | 1
| 6864 | 1 | 1 | 1 | 1 | 1 | 0 | 0.297 | 0 | 0.41066 | 0 | 1 | 1 | 1 | 1 | 1 | 1
| 6865 | 1 | 1 | 1 | 1 | 1 | 0 | 0.281 | 0 | 0.41066 | 0 | 1 | 1 | 1 | 1 | 1 | 1
| 6866 | 1 | 1 | 1 | 1 | 1 | 0 | 0.245 | 0 | 0.41066 | 0 | 1 | 1 | 1 | 1 | 1 | 1
| 6867 | 1 | 1 | 1 | 1 | 1 | 0 | 0.201 | 0 | 0.41066 | 0 | 1 | 1 | 1 | 1 | 1 | 1
| 6868 | 1 | 1 | 1 | 1 | 1 | 0 | 0.225 | 0 | 0.41066 | 0 | 1 | 1 | 1 | 1 | 1 | 1
| 6869 | 1 | 1 | 1 | 1 | 1 | 0 | 0.196 | 0 | 0.41066 | 0 | 1 | 1 | 1 | 1 | 1 | 1
| 6870 | 1 | 1 | 1 | 1 | 1 | 0 | 0.187 | 0 | 0.41066 | 0 | 1 | 1 | 1 | 1 | 1 | 1
| 6871 | 1 | 1 | 1 | 1 | 1 | 0.002 | 0.156 | 0 | 0.41066 | 0 | 1 | 1 | 1 | 1 | 1 | 1
| 6872 | 1 | 1 | 1 | 1 | 1 | 0.106 | 0.125 | 0 | 0.41066 | 0 | 1 | 1 | 1 | 1 | 1 | 1
| 6873 | 1 | 1 | 1 | 1 | 1 | 0.296 | 0.127 | 0 | 0.41066 | 0 | 1 | 1 | 1 | 1 | 1 | 1
| 6874 | 1 | 1 | 1 | 1 | 1 | 0.45 | 0.13 | 0 | 0.41066 | 0 | 1 | 1 | 1 | 1 | 1 | 1
| 6875 | 1 | 1 | 1 | 1 | 1 | 0.556 | 0.139 | 0 | 0.41066 | 0 | 1 | 1 | 1 | 1 | 1 | 1
| 6876 | 1 | 1 | 1 | 1 | 1 | 0.609 | 0.156 | 0 | 0.41066 | 0 | 1 | 1 | 1 | 1 | 1 | 1
| 6877 | 1 | 1 | 1 | 1 | 1 | 0.631 | 0.177 | 0 | 0.41066 | 0 | 1 | 1 | 1 | 1 | 1 | 1
| 6878 | 1 | 1 | 1 | 1 | 1 | 0.608 | 0.192 | 0 | 0.41066 | 0 | 1 | 1 | 1 | 1 | 1 | 1
| 6879 | 1 | 1 | 1 | 1 | 1 | 0.536 | 0.224 | 0 | 0.41066 | 0 | 1 | 1 | 1 | 1 | 1 | 1
| 6880 | 1 | 1 | 1 | 1 | 1 | 0.399 | 0.297 | 0 | 0.41066 | 0 | 1 | 1 | 1 | 1 | 1 | 1
| 6881 | 1 | 1 | 1 | 1 | 1 | 0.246 | 0.394 | 0 | 0.41066 | 0 | 1 | 1 | 1 | 1 | 1 | 1
| 6882 | 1 | 1 | 1 | 1 | 1 | 0.091 | 0.487 | 0 | 0.41066 | 0 | 1 | 1 | 1 | 1 | 1 | 1
| 6883 | 1 | 1 | 1 | 1 | 1 | 0.003 | 0.498 | 0 | 0.41066 | 0 | 1 | 1 | 1 | 1 | 1 | 1
| 6884 | 1 | 1 | 1 | 1 | 1 | 0 | 0.433 | 0 | 0.41066 | 0 | 1 | 1 | 1 | 1 | 1 | 1
| 6885 | 1 | 1 | 1 | 1 | 1 | 0 | 0.343 | 0 | 0.41066 | 0 | 1 | 1 | 1 | 1 | 1 | 1
| 6886 | 1 | 1 | 1 | 1 | 1 | 0 | 0.31 | 0 | 0.41066 | 0 | 1 | 1 | 1 | 1 | 1 | 1
| 6887 | 1 | 1 | 1 | 1 | 1 | 0 | 0.333 | 0 | 0.41066 | 0 | 1 | 1 | 1 | 1 | 1 | 1
| 6888 | 1 | 1 | 1 | 1 | 1 | 0 | 0.367 | 0 | 0.41066 | 0 | 1 | 1 | 1 | 1 | 1 | 1
| 6889 | 1 | 1 | 1 | 1 | 1 | 0 | 0.388 | 0 | 0.41066 | 0 | 1 | 1 | 1 | 1 | 1 | 1
| 6890 | 1 | 1 | 1 | 1 | 1 | 0 | 0.376 | 0 | 0.41066 | 0 | 1 | 1 | 1 | 1 | 1 | 1
| 6891 | 1 | 1 | 1 | 1 | 1 | 0 | 0.259 | 0 | 0.41066 | 0 | 1 | 1 | 1 | 1 | 1 | 1
| 6892 | 1 | 1 | 1 | 1 | 1 | 0 | 0.185 | 0 | 0.41066 | 0 | 1 | 1 | 1 | 1 | 1 | 1
| 6893 | 1 | 1 | 1 | 1 | 1 | 0 | 0.106 | 0 | 0.41066 | 0 | 1 | 1 | 1 | 1 | 1 | 1
| 6894 | 1 | 1 | 1 | 1 | 1 | 0 | 0.061 | 0 | 0.41066 | 0 | 1 | 1 | 1 | 1 | 1 | 1
| 6895 | 1 | 1 | 1 | 1 | 1 | 0.002 | 0.024 | 0 | 0.41066 | 0 | 1 | 1 | 1 | 1 | 1 | 1
| 6896 | 1 | 1 | 1 | 1 | 1 | 0.091 | 0.007 | 0 | 0.41066 | 0 | 1 | 1 | 1 | 1 | 1 | 1
| 6897 | 1 | 1 | 1 | 1 | 1 | 0.24 | 0.029 | 0 | 0.41066 | 0 | 1 | 1 | 1 | 1 | 1 | 1
| 6898 | 1 | 1 | 1 | 1 | 1 | 0.398 | 0.057 | 0 | 0.41066 | 0 | 1 | 1 | 1 | 1 | 1 | 1
| 6899 | 1 | 1 | 1 | 1 | 1 | 0.531 | 0.071 | 0 | 0.41066 | 0 | 1 | 1 | 1 | 1 | 1 | 1
| 6900 | 1 | 1 | 1 | 1 | 1 | 0.569 | 0.102 | 0 | 0.41066 | 0 | 1 | 1 | 1 | 1 | 1 | 1
| 6901 | 1 | 1 | 1 | 1 | 1 | 0.55 | 0.153 | 0 | 0.41066 | 0 | 1 | 1 | 1 | 1 | 1 | 1
| 6902 | 1 | 1 | 1 | 1 | 1 | 0.481 | 0.219 | 0 | 0.41066 | 0 | 1 | 1 | 1 | 1 | 1 | 1
| 6903 | 1 | 1 | 1 | 1 | 1 | 0.442 | 0.278 | 0 | 0.41066 | 0 | 1 | 1 | 1 | 1 | 1 | 1
| 6904 | 1 | 1 | 1 | 1 | 1 | 0.36 | 0.313 | 0 | 0.41066 | 0 | 1 | 1 | 1 | 1 | 1 | 1
| 6905 | 1 | 1 | 1 | 1 | 1 | 0.255 | 0.323 | 0 | 0.41066 | 0 | 1 | 1 | 1 | 1 | 1 | 1
| 6906 | 1 | 1 | 1 | 1 | 1 | 0.109 | 0.338 | 0 | 0.41066 | 0 | 1 | 1 | 1 | 1 | 1 | 1
| 6907 | 1 | 1 | 1 | 1 | 1 | 0.005 | 0.409 | 0 | 0.41066 | 0 | 1 | 1 | 1 | 1 | 1 | 1
| 6908 | 1 | 1 | 1 | 1 | 1 | 0 | 0.49 | 0 | 0.41066 | 0 | 1 | 1 | 1 | 1 | 1 | 1
| 6909 | 1 | 1 | 1 | 1 | 1 | 0 | 0.495 | 0 | 0.41066 | 0 | 1 | 1 | 1 | 1 | 1 | 1
| 6910 | 1 | 1 | 1 | 1 | 1 | 0 | 0.477 | 0 | 0.41066 | 0 | 1 | 1 | 1 | 1 | 1 | 1
| 6911 | 1 | 1 | 1 | 1 | 1 | 0 | 0.398 | 0 | 0.41066 | 0 | 1 | 1 | 1 | 1 | 1 | 1
| 6912 | 1 | 1 | 1 | 1 | 1 | 0 | 0.261 | 0 | 0.41066 | 0 | 1 | 1 | 1 | 1 | 1 | 1
| 6913 | 1 | 1 | 1 | 1 | 1 | 0 | 0.185 | 0 | 0.41066 | 0 | 1 | 1 | 1 | 1 | 1 | 1
| 6914 | 1 | 1 | 1 | 1 | 1 | 0 | 0.132 | 0 | 0.41066 | 0 | 1 | 1 | 1 | 1 | 1 | 1
| 6915 | 1 | 1 | 1 | 1 | 1 | 0 | 0.107 | 0 | 0.41066 | 0 | 1 | 1 | 1 | 1 | 1 | 1
| 6916 | 1 | 1 | 1 | 1 | 1 | 0 | 0.082 | 0 | 0.41066 | 0 | 1 | 1 | 1 | 1 | 1 | 1
| 6917 | 1 | 1 | 1 | 1 | 1 | 0 | 0.061 | 0 | 0.41066 | 0 | 1 | 1 | 1 | 1 | 1 | 1
| 6918 | 1 | 1 | 1 | 1 | 1 | 0 | 0.045 | 0 | 0.41066 | 0 | 1 | 1 | 1 | 1 | 1 | 1
| 6919 | 1 | 1 | 1 | 1 | 1 | 0.002 | 0.034 | 0 | 0.41066 | 0 | 1 | 1 | 1 | 1 | 1 | 1
| 6920 | 1 | 1 | 1 | 1 | 1 | 0.119 | 0.027 | 0 | 0.41066 | 0 | 1 | 1 | 1 | 1 | 1 | 1
| 6921 | 1 | 1 | 1 | 1 | 1 | 0.304 | 0.162 | 0 | 0.41066 | 0 | 1 | 1 | 1 | 1 | 1 | 1
| 6922 | 1 | 1 | 1 | 1 | 1 | 0.461 | 0.223 | 0 | 0.41066 | 0 | 1 | 1 | 1 | 1 | 1 | 1
| 6923 | 1 | 1 | 1 | 1 | 1 | 0.57 | 0.237 | 0 | 0.41066 | 0 | 1 | 1 | 1 | 1 | 1 | 1
| 6924 | 1 | 1 | 1 | 1 | 1 | 0.606 | 0.236 | 0 | 0.41066 | 0 | 1 | 1 | 1 | 1 | 1 | 1
| 6925 | 1 | 1 | 1 | 1 | 1 | 0.574 | 0.223 | 0 | 0.41066 | 0 | 1 | 1 | 1 | 1 | 1 | 1
| 6926 | 1 | 1 | 1 | 1 | 1 | 0.51 | 0.22 | 0 | 0.41066 | 0 | 1 | 1 | 1 | 1 | 1 | 1
| 6927 | 1 | 1 | 1 | 1 | 1 | 0.4 | 0.238 | 0 | 0.41066 | 0 | 1 | 1 | 1 | 1 | 1 | 1
| 6928 | 1 | 1 | 1 | 1 | 1 | 0.271 | 0.259 | 0 | 0.41066 | 0 | 1 | 1 | 1 | 1 | 1 | 1
| 6929 | 1 | 1 | 1 | 1 | 1 | 0.192 | 0.261 | 0 | 0.41066 | 0 | 1 | 1 | 1 | 1 | 1 | 1
| 6930 | 1 | 1 | 1 | 1 | 1 | 0.083 | 0.272 | 0 | 0.41066 | 0 | 1 | 1 | 1 | 1 | 1 | 1
| 6931 | 1 | 1 | 1 | 1 | 1 | 0.004 | 0.302 | 0 | 0.41066 | 0 | 1 | 1 | 1 | 1 | 1 | 1
| 6932 | 1 | 1 | 1 | 1 | 1 | 0 | 0.377 | 0 | 0.41066 | 0 | 1 | 1 | 1 | 1 | 1 | 1
| 6933 | 1 | 1 | 1 | 1 | 1 | 0 | 0.382 | 0 | 0.41066 | 0 | 1 | 1 | 1 | 1 | 1 | 1
| 6934 | 1 | 1 | 1 | 1 | 1 | 0 | 0.338 | 0 | 0.41066 | 0 | 1 | 1 | 1 | 1 | 1 | 1
| 6935 | 1 | 1 | 1 | 1 | 1 | 0 | 0.308 | 0 | 0.41066 | 0 | 1 | 1 | 1 | 1 | 1 | 1
| 6936 | 1 | 1 | 1 | 1 | 1 | 0 | 0.354 | 0 | 0.41066 | 0 | 1 | 1 | 1 | 1 | 1 | 1
| 6937 | 1 | 1 | 1 | 1 | 1 | 0 | 0.401 | 0 | 0.41066 | 0 | 1 | 1 | 1 | 1 | 1 | 1
| 6938 | 1 | 1 | 1 | 1 | 1 | 0 | 0.367 | 0 | 0.41066 | 0 | 1 | 1 | 1 | 1 | 1 | 1
| 6939 | 1 | 1 | 1 | 1 | 1 | 0 | 0.396 | 0 | 0.41066 | 0 | 1 | 1 | 1 | 1 | 1 | 1
| 6940 | 1 | 1 | 1 | 1 | 1 | 0 | 0.343 | 0 | 0.41066 | 0 | 1 | 1 | 1 | 1 | 1 | 1
| 6941 | 1 | 1 | 1 | 1 | 1 | 0 | 0.314 | 0 | 0.41066 | 0 | 1 | 1 | 1 | 1 | 1 | 1
| 6942 | 1 | 1 | 1 | 1 | 1 | 0 | 0.225 | 0 | 0.41066 | 0 | 1 | 1 | 1 | 1 | 1 | 1
| 6943 | 1 | 1 | 1 | 1 | 1 | 0.002 | 0.142 | 0 | 0.41066 | 0 | 1 | 1 | 1 | 1 | 1 | 1
| 6944 | 1 | 1 | 1 | 1 | 1 | 0.096 | 0.184 | 0 | 0.41066 | 0 | 1 | 1 | 1 | 1 | 1 | 1
| 6945 | 1 | 1 | 1 | 1 | 1 | 0.27 | 0.217 | 0 | 0.41066 | 0 | 1 | 1 | 1 | 1 | 1 | 1
| 6946 | 1 | 1 | 1 | 1 | 1 | 0.434 | 0.225 | 0 | 0.41066 | 0 | 1 | 1 | 1 | 1 | 1 | 1
| 6947 | 1 | 1 | 1 | 1 | 1 | 0.557 | 0.233 | 0 | 0.41066 | 0 | 1 | 1 | 1 | 1 | 1 | 1
| 6948 | 1 | 1 | 1 | 1 | 1 | 0.619 | 0.237 | 0 | 0.41066 | 0 | 1 | 1 | 1 | 1 | 1 | 1
| 6949 | 1 | 1 | 1 | 1 | 1 | 0.629 | 0.227 | 0 | 0.41066 | 0 | 1 | 1 | 1 | 1 | 1 | 1
| 6950 | 1 | 1 | 1 | 1 | 1 | 0.574 | 0.209 | 0 | 0.41066 | 0 | 1 | 1 | 1 | 1 | 1 | 1
| 6951 | 1 | 1 | 1 | 1 | 1 | 0.515 | 0.203 | 0 | 0.41066 | 0 | 1 | 1 | 1 | 1 | 1 | 1
| 6952 | 1 | 1 | 1 | 1 | 1 | 0.358 | 0.252 | 0 | 0.41066 | 0 | 1 | 1 | 1 | 1 | 1 | 1
| 6953 | 1 | 1 | 1 | 1 | 1 | 0.19 | 0.349 | 0 | 0.41066 | 0 | 1 | 1 | 1 | 1 | 1 | 1
| 6954 | 1 | 1 | 1 | 1 | 1 | 0.07 | 0.415 | 0 | 0.41066 | 0 | 1 | 1 | 1 | 1 | 1 | 1
| 6955 | 1 | 1 | 1 | 1 | 1 | 0.003 | 0.374 | 0 | 0.41066 | 0 | 1 | 1 | 1 | 1 | 1 | 1
| 6956 | 1 | 1 | 1 | 1 | 1 | 0 | 0.312 | 0 | 0.41066 | 0 | 1 | 1 | 1 | 1 | 1 | 1
| 6957 | 1 | 1 | 1 | 1 | 1 | 0 | 0.28 | 0 | 0.41066 | 0 | 1 | 1 | 1 | 1 | 1 | 1
| 6958 | 1 | 1 | 1 | 1 | 1 | 0 | 0.197 | 0 | 0.41066 | 0 | 1 | 1 | 1 | 1 | 1 | 1
| 6959 | 1 | 1 | 1 | 1 | 1 | 0 | 0.161 | 0 | 0.41066 | 0 | 1 | 1 | 1 | 1 | 1 | 1
| 6960 | 1 | 1 | 1 | 1 | 1 | 0 | 0.205 | 0 | 0.41066 | 0 | 1 | 1 | 1 | 1 | 1 | 1
| 6961 | 1 | 1 | 1 | 1 | 1 | 0 | 0.363 | 0 | 0.41066 | 0 | 1 | 1 | 1 | 1 | 1 | 1
| 6962 | 1 | 1 | 1 | 1 | 1 | 0 | 0.448 | 0 | 0.41066 | 0 | 1 | 1 | 1 | 1 | 1 | 1
| 6963 | 1 | 1 | 1 | 1 | 1 | 0 | 0.488 | 0 | 0.41066 | 0 | 1 | 1 | 1 | 1 | 1 | 1
| 6964 | 1 | 1 | 1 | 1 | 1 | 0 | 0.398 | 0 | 0.41066 | 0 | 1 | 1 | 1 | 1 | 1 | 1
| 6965 | 1 | 1 | 1 | 1 | 1 | 0 | 0.27 | 0 | 0.41066 | 0 | 1 | 1 | 1 | 1 | 1 | 1
| 6966 | 1 | 1 | 1 | 1 | 1 | 0 | 0.223 | 0 | 0.41066 | 0 | 1 | 1 | 1 | 1 | 1 | 1
| 6967 | 1 | 1 | 1 | 1 | 1 | 0.001 | 0.244 | 0 | 0.41066 | 0 | 1 | 1 | 1 | 1 | 1 | 1
| 6968 | 1 | 1 | 1 | 1 | 1 | 0.072 | 0.228 | 0 | 0.41066 | 0 | 1 | 1 | 1 | 1 | 1 | 1
| 6969 | 1 | 1 | 1 | 1 | 1 | 0.222 | 0.212 | 0 | 0.41066 | 0 | 1 | 1 | 1 | 1 | 1 | 1
| 6970 | 1 | 1 | 1 | 1 | 1 | 0.365 | 0.198 | 0 | 0.41066 | 0 | 1 | 1 | 1 | 1 | 1 | 1
| 6971 | 1 | 1 | 1 | 1 | 1 | 0.482 | 0.151 | 0 | 0.41066 | 0 | 1 | 1 | 1 | 1 | 1 | 1
| 6972 | 1 | 1 | 1 | 1 | 1 | 0.553 | 0.106 | 0 | 0.41066 | 0 | 1 | 1 | 1 | 1 | 1 | 1
| 6973 | 1 | 1 | 1 | 1 | 1 | 0.593 | 0.066 | 0 | 0.41066 | 0 | 1 | 1 | 1 | 1 | 1 | 1
| 6974 | 1 | 1 | 1 | 1 | 1 | 0.584 | 0.043 | 0 | 0.41066 | 0 | 1 | 1 | 1 | 1 | 1 | 1
| 6975 | 1 | 1 | 1 | 1 | 1 | 0.517 | 0.041 | 0 | 0.41066 | 0 | 1 | 1 | 1 | 1 | 1 | 1
| 6976 | 1 | 1 | 1 | 1 | 1 | 0.398 | 0.054 | 0 | 0.41066 | 0 | 1 | 1 | 1 | 1 | 1 | 1
| 6977 | 1 | 1 | 1 | 1 | 1 | 0.219 | 0.087 | 0 | 0.41066 | 0 | 1 | 1 | 1 | 1 | 1 | 1
| 6978 | 1 | 1 | 1 | 1 | 1 | 0.078 | 0.162 | 0 | 0.41066 | 0 | 1 | 1 | 1 | 1 | 1 | 1
| 6979 | 1 | 1 | 1 | 1 | 1 | 0.003 | 0.264 | 0 | 0.41066 | 0 | 1 | 1 | 1 | 1 | 1 | 1
| 6980 | 1 | 1 | 1 | 1 | 1 | 0 | 0.352 | 0 | 0.41066 | 0 | 1 | 1 | 1 | 1 | 1 | 1
| 6981 | 1 | 1 | 1 | 1 | 1 | 0 | 0.386 | 0 | 0.41066 | 0 | 1 | 1 | 1 | 1 | 1 | 1
| 6982 | 1 | 1 | 1 | 1 | 1 | 0 | 0.371 | 0 | 0.41066 | 0 | 1 | 1 | 1 | 1 | 1 | 1
| 6983 | 1 | 1 | 1 | 1 | 1 | 0 | 0.4 | 0 | 0.41066 | 0 | 1 | 1 | 1 | 1 | 1 | 1
| 6984 | 1 | 1 | 1 | 1 | 1 | 0 | 0.482 | 0 | 0.41066 | 0 | 1 | 1 | 1 | 1 | 1 | 1
| 6985 | 1 | 1 | 1 | 1 | 1 | 0 | 0.422 | 0 | 0.41066 | 0 | 1 | 1 | 1 | 1 | 1 | 1
| 6986 | 1 | 1 | 1 | 1 | 1 | 0 | 0.394 | 0 | 0.41066 | 0 | 1 | 1 | 1 | 1 | 1 | 1
| 6987 | 1 | 1 | 1 | 1 | 1 | 0 | 0.359 | 0 | 0.41066 | 0 | 1 | 1 | 1 | 1 | 1 | 1
| 6988 | 1 | 1 | 1 | 1 | 1 | 0 | 0.322 | 0 | 0.41066 | 0 | 1 | 1 | 1 | 1 | 1 | 1
| 6989 | 1 | 1 | 1 | 1 | 1 | 0 | 0.233 | 0 | 0.41066 | 0 | 1 | 1 | 1 | 1 | 1 | 1
| 6990 | 1 | 1 | 1 | 1 | 1 | 0 | 0.189 | 0 | 0.41066 | 0 | 1 | 1 | 1 | 1 | 1 | 1
| 6991 | 1 | 1 | 1 | 1 | 1 | 0.002 | 0.163 | 0 | 0.41066 | 0 | 1 | 1 | 1 | 1 | 1 | 1
| 6992 | 1 | 1 | 1 | 1 | 1 | 0.1 | 0.227 | 0 | 0.41066 | 0 | 1 | 1 | 1 | 1 | 1 | 1
| 6993 | 1 | 1 | 1 | 1 | 1 | 0.27 | 0.233 | 0 | 0.41066 | 0 | 1 | 1 | 1 | 1 | 1 | 1
| 6994 | 1 | 1 | 1 | 1 | 1 | 0.418 | 0.179 | 0 | 0.41066 | 0 | 1 | 1 | 1 | 1 | 1 | 1
| 6995 | 1 | 1 | 1 | 1 | 1 | 0.55 | 0.129 | 0 | 0.41066 | 0 | 1 | 1 | 1 | 1 | 1 | 1
| 6996 | 1 | 1 | 1 | 1 | 1 | 0.603 | 0.113 | 0 | 0.41066 | 0 | 1 | 1 | 1 | 1 | 1 | 1
| 6997 | 1 | 1 | 1 | 1 | 1 | 0.604 | 0.107 | 0 | 0.41066 | 0 | 1 | 1 | 1 | 1 | 1 | 1
| 6998 | 1 | 1 | 1 | 1 | 1 | 0.553 | 0.112 | 0 | 0.41066 | 0 | 1 | 1 | 1 | 1 | 1 | 1
| 6999 | 1 | 1 | 1 | 1 | 1 | 0.444 | 0.149 | 0 | 0.41066 | 0 | 1 | 1 | 1 | 1 | 1 | 1
| 7000 | 1 | 1 | 1 | 1 | 1 | 0.316 | 0.205 | 0 | 0.41066 | 0 | 1 | 1 | 1 | 1 | 1 | 1
| 7001 | 1 | 1 | 1 | 1 | 1 | 0.194 | 0.274 | 0 | 0.41066 | 0 | 1 | 1 | 1 | 1 | 1 | 1
| 7002 | 1 | 1 | 1 | 1 | 1 | 0.074 | 0.341 | 0 | 0.41066 | 0 | 1 | 1 | 1 | 1 | 1 | 1
| 7003 | 1 | 1 | 1 | 1 | 1 | 0.002 | 0.351 | 0 | 0.41066 | 0 | 1 | 1 | 1 | 1 | 1 | 1
| 7004 | 1 | 1 | 1 | 1 | 1 | 0 | 0.334 | 0 | 0.41066 | 0 | 1 | 1 | 1 | 1 | 1 | 1
| 7005 | 1 | 1 | 1 | 1 | 1 | 0 | 0.365 | 0 | 0.41066 | 0 | 1 | 1 | 1 | 1 | 1 | 1
| 7006 | 1 | 1 | 1 | 1 | 1 | 0 | 0.307 | 0 | 0.41066 | 0 | 1 | 1 | 1 | 1 | 1 | 1
| 7007 | 1 | 1 | 1 | 1 | 1 | 0 | 0.251 | 0 | 0.41066 | 0 | 1 | 1 | 1 | 1 | 1 | 1
| 7008 | 1 | 1 | 1 | 1 | 1 | 0 | 0.211 | 0 | 0.41066 | 0 | 1 | 1 | 1 | 1 | 1 | 1
| 7009 | 1 | 1 | 1 | 1 | 1 | 0 | 0.187 | 0 | 0.41066 | 0 | 1 | 1 | 1 | 1 | 1 | 1
| 7010 | 1 | 1 | 1 | 1 | 1 | 0 | 0.161 | 0 | 0.41066 | 0 | 1 | 1 | 1 | 1 | 1 | 1
| 7011 | 1 | 1 | 1 | 1 | 1 | 0 | 0.172 | 0 | 0.41066 | 0 | 1 | 1 | 1 | 1 | 1 | 1
| 7012 | 1 | 1 | 1 | 1 | 1 | 0 | 0.172 | 0 | 0.41066 | 0 | 1 | 1 | 1 | 1 | 1 | 1
| 7013 | 1 | 1 | 1 | 1 | 1 | 0 | 0.17 | 0 | 0.41066 | 0 | 1 | 1 | 1 | 1 | 1 | 1
| 7014 | 1 | 1 | 1 | 1 | 1 | 0 | 0.173 | 0 | 0.41066 | 0 | 1 | 1 | 1 | 1 | 1 | 1
| 7015 | 1 | 1 | 1 | 1 | 1 | 0 | 0.157 | 0 | 0.41066 | 0 | 1 | 1 | 1 | 1 | 1 | 1
| 7016 | 1 | 1 | 1 | 1 | 1 | 0.067 | 0.128 | 0 | 0.41066 | 0 | 1 | 1 | 1 | 1 | 1 | 1
| 7017 | 1 | 1 | 1 | 1 | 1 | 0.226 | 0.107 | 0 | 0.41066 | 0 | 1 | 1 | 1 | 1 | 1 | 1
| 7018 | 1 | 1 | 1 | 1 | 1 | 0.398 | 0.094 | 0 | 0.41066 | 0 | 1 | 1 | 1 | 1 | 1 | 1
| 7019 | 1 | 1 | 1 | 1 | 1 | 0.547 | 0.084 | 0 | 0.41066 | 0 | 1 | 1 | 1 | 1 | 1 | 1
| 7020 | 1 | 1 | 1 | 1 | 1 | 0.611 | 0.09 | 0 | 0.41066 | 0 | 1 | 1 | 1 | 1 | 1 | 1
| 7021 | 1 | 1 | 1 | 1 | 1 | 0.592 | 0.124 | 0 | 0.41066 | 0 | 1 | 1 | 1 | 1 | 1 | 1
| 7022 | 1 | 1 | 1 | 1 | 1 | 0.564 | 0.185 | 0 | 0.41066 | 0 | 1 | 1 | 1 | 1 | 1 | 1
| 7023 | 1 | 1 | 1 | 1 | 1 | 0.462 | 0.251 | 0 | 0.41066 | 0 | 1 | 1 | 1 | 1 | 1 | 1
| 7024 | 1 | 1 | 1 | 1 | 1 | 0.365 | 0.294 | 0 | 0.41066 | 0 | 1 | 1 | 1 | 1 | 1 | 1
| 7025 | 1 | 1 | 1 | 1 | 1 | 0.22 | 0.323 | 0 | 0.41066 | 0 | 1 | 1 | 1 | 1 | 1 | 1
| 7026 | 1 | 1 | 1 | 1 | 1 | 0.095 | 0.358 | 0 | 0.41066 | 0 | 1 | 1 | 1 | 1 | 1 | 1
| 7027 | 1 | 1 | 1 | 1 | 1 | 0.004 | 0.407 | 0 | 0.41066 | 0 | 1 | 1 | 1 | 1 | 1 | 1
| 7028 | 1 | 1 | 1 | 1 | 1 | 0 | 0.503 | 0 | 0.41066 | 0 | 1 | 1 | 1 | 1 | 1 | 1
| 7029 | 1 | 1 | 1 | 1 | 1 | 0 | 0.515 | 0 | 0.41066 | 0 | 1 | 1 | 1 | 1 | 1 | 1
| 7030 | 1 | 1 | 1 | 1 | 1 | 0 | 0.46 | 0 | 0.41066 | 0 | 1 | 1 | 1 | 1 | 1 | 1
| 7031 | 1 | 1 | 1 | 1 | 1 | 0 | 0.478 | 0 | 0.41066 | 0 | 1 | 1 | 1 | 1 | 1 | 1
| 7032 | 1 | 1 | 1 | 1 | 1 | 0 | 0.364 | 0 | 0.41066 | 0 | 1 | 1 | 1 | 1 | 1 | 1
| 7033 | 1 | 1 | 1 | 1 | 1 | 0 | 0.203 | 0 | 0.41066 | 0 | 1 | 1 | 1 | 1 | 1 | 1
| 7034 | 1 | 1 | 1 | 1 | 1 | 0 | 0.124 | 0 | 0.41066 | 0 | 1 | 1 | 1 | 1 | 1 | 1
| 7035 | 1 | 1 | 1 | 1 | 1 | 0 | 0.096 | 0 | 0.41066 | 0 | 1 | 1 | 1 | 1 | 1 | 1
| 7036 | 1 | 1 | 1 | 1 | 1 | 0 | 0.07 | 0 | 0.41066 | 0 | 1 | 1 | 1 | 1 | 1 | 1
| 7037 | 1 | 1 | 1 | 1 | 1 | 0 | 0.058 | 0 | 0.41066 | 0 | 1 | 1 | 1 | 1 | 1 | 1
| 7038 | 1 | 1 | 1 | 1 | 1 | 0 | 0.053 | 0 | 0.41066 | 0 | 1 | 1 | 1 | 1 | 1 | 1
| 7039 | 1 | 1 | 1 | 1 | 1 | 0.002 | 0.052 | 0 | 0.41066 | 0 | 1 | 1 | 1 | 1 | 1 | 1
| 7040 | 1 | 1 | 1 | 1 | 1 | 0.096 | 0.048 | 0 | 0.41066 | 0 | 1 | 1 | 1 | 1 | 1 | 1
| 7041 | 1 | 1 | 1 | 1 | 1 | 0.278 | 0.054 | 0 | 0.41066 | 0 | 1 | 1 | 1 | 1 | 1 | 1
| 7042 | 1 | 1 | 1 | 1 | 1 | 0.436 | 0.051 | 0 | 0.41066 | 0 | 1 | 1 | 1 | 1 | 1 | 1
| 7043 | 1 | 1 | 1 | 1 | 1 | 0.551 | 0.059 | 0 | 0.41066 | 0 | 1 | 1 | 1 | 1 | 1 | 1
| 7044 | 1 | 1 | 1 | 1 | 1 | 0.601 | 0.067 | 0 | 0.41066 | 0 | 1 | 1 | 1 | 1 | 1 | 1
| 7045 | 1 | 1 | 1 | 1 | 1 | 0.615 | 0.08 | 0 | 0.41066 | 0 | 1 | 1 | 1 | 1 | 1 | 1
| 7046 | 1 | 1 | 1 | 1 | 1 | 0.588 | 0.104 | 0 | 0.41066 | 0 | 1 | 1 | 1 | 1 | 1 | 1
| 7047 | 1 | 1 | 1 | 1 | 1 | 0.513 | 0.134 | 0 | 0.41066 | 0 | 1 | 1 | 1 | 1 | 1 | 1
| 7048 | 1 | 1 | 1 | 1 | 1 | 0.404 | 0.177 | 0 | 0.41066 | 0 | 1 | 1 | 1 | 1 | 1 | 1
| 7049 | 1 | 1 | 1 | 1 | 1 | 0.258 | 0.226 | 0 | 0.41066 | 0 | 1 | 1 | 1 | 1 | 1 | 1
| 7050 | 1 | 1 | 1 | 1 | 1 | 0.095 | 0.305 | 0 | 0.41066 | 0 | 1 | 1 | 1 | 1 | 1 | 1
| 7051 | 1 | 1 | 1 | 1 | 1 | 0.004 | 0.413 | 0 | 0.41066 | 0 | 1 | 1 | 1 | 1 | 1 | 1
| 7052 | 1 | 1 | 1 | 1 | 1 | 0 | 0.485 | 0 | 0.41066 | 0 | 1 | 1 | 1 | 1 | 1 | 1
| 7053 | 1 | 1 | 1 | 1 | 1 | 0 | 0.499 | 0 | 0.41066 | 0 | 1 | 1 | 1 | 1 | 1 | 1
| 7054 | 1 | 1 | 1 | 1 | 1 | 0 | 0.456 | 0 | 0.41066 | 0 | 1 | 1 | 1 | 1 | 1 | 1
| 7055 | 1 | 1 | 1 | 1 | 1 | 0 | 0.363 | 0 | 0.41066 | 0 | 1 | 1 | 1 | 1 | 1 | 1
| 7056 | 1 | 1 | 1 | 1 | 1 | 0 | 0.249 | 0 | 0.41066 | 0 | 1 | 1 | 1 | 1 | 1 | 1
| 7057 | 1 | 1 | 1 | 1 | 1 | 0 | 0.187 | 0 | 0.41066 | 0 | 1 | 1 | 1 | 1 | 1 | 1
| 7058 | 1 | 1 | 1 | 1 | 1 | 0 | 0.169 | 0 | 0.41066 | 0 | 1 | 1 | 1 | 1 | 1 | 1
| 7059 | 1 | 1 | 1 | 1 | 1 | 0 | 0.157 | 0 | 0.41066 | 0 | 1 | 1 | 1 | 1 | 1 | 1
| 7060 | 1 | 1 | 1 | 1 | 1 | 0 | 0.167 | 0 | 0.41066 | 0 | 1 | 1 | 1 | 1 | 1 | 1
| 7061 | 1 | 1 | 1 | 1 | 1 | 0 | 0.165 | 0 | 0.41066 | 0 | 1 | 1 | 1 | 1 | 1 | 1
| 7062 | 1 | 1 | 1 | 1 | 1 | 0 | 0.14 | 0 | 0.41066 | 0 | 1 | 1 | 1 | 1 | 1 | 1
| 7063 | 1 | 1 | 1 | 1 | 1 | 0.002 | 0.104 | 0 | 0.41066 | 0 | 1 | 1 | 1 | 1 | 1 | 1
| 7064 | 1 | 1 | 1 | 1 | 1 | 0.092 | 0.067 | 0 | 0.41066 | 0 | 1 | 1 | 1 | 1 | 1 | 1
| 7065 | 1 | 1 | 1 | 1 | 1 | 0.272 | 0.065 | 0 | 0.41066 | 0 | 1 | 1 | 1 | 1 | 1 | 1
| 7066 | 1 | 1 | 1 | 1 | 1 | 0.437 | 0.079 | 0 | 0.41066 | 0 | 1 | 1 | 1 | 1 | 1 | 1
| 7067 | 1 | 1 | 1 | 1 | 1 | 0.555 | 0.087 | 0 | 0.41066 | 0 | 1 | 1 | 1 | 1 | 1 | 1
| 7068 | 1 | 1 | 1 | 1 | 1 | 0.62 | 0.093 | 0 | 0.41066 | 0 | 1 | 1 | 1 | 1 | 1 | 1
| 7069 | 1 | 1 | 1 | 1 | 1 | 0.639 | 0.107 | 0 | 0.41066 | 0 | 1 | 1 | 1 | 1 | 1 | 1
| 7070 | 1 | 1 | 1 | 1 | 1 | 0.606 | 0.14 | 0 | 0.41066 | 0 | 1 | 1 | 1 | 1 | 1 | 1
| 7071 | 1 | 1 | 1 | 1 | 1 | 0.519 | 0.192 | 0 | 0.41066 | 0 | 1 | 1 | 1 | 1 | 1 | 1
| 7072 | 1 | 1 | 1 | 1 | 1 | 0.397 | 0.259 | 0 | 0.41066 | 0 | 1 | 1 | 1 | 1 | 1 | 1
| 7073 | 1 | 1 | 1 | 1 | 1 | 0.253 | 0.334 | 0 | 0.41066 | 0 | 1 | 1 | 1 | 1 | 1 | 1
| 7074 | 1 | 1 | 1 | 1 | 1 | 0.09 | 0.402 | 0 | 0.41066 | 0 | 1 | 1 | 1 | 1 | 1 | 1
| 7075 | 1 | 1 | 1 | 1 | 1 | 0.005 | 0.45 | 0 | 0.41066 | 0 | 1 | 1 | 1 | 1 | 1 | 1
| 7076 | 1 | 1 | 1 | 1 | 1 | 0 | 0.526 | 0 | 0.41066 | 0 | 1 | 1 | 1 | 1 | 1 | 1
| 7077 | 1 | 1 | 1 | 1 | 1 | 0 | 0.571 | 0 | 0.41066 | 0 | 1 | 1 | 1 | 1 | 1 | 1
| 7078 | 1 | 1 | 1 | 1 | 1 | 0 | 0.513 | 0 | 0.41066 | 0 | 1 | 1 | 1 | 1 | 1 | 1
| 7079 | 1 | 1 | 1 | 1 | 1 | 0 | 0.413 | 0 | 0.41066 | 0 | 1 | 1 | 1 | 1 | 1 | 1
| 7080 | 1 | 1 | 1 | 1 | 1 | 0 | 0.314 | 0 | 0.41066 | 0 | 1 | 1 | 1 | 1 | 1 | 1
| 7081 | 1 | 1 | 1 | 1 | 1 | 0 | 0.267 | 0 | 0.41066 | 0 | 1 | 1 | 1 | 1 | 1 | 1
| 7082 | 1 | 1 | 1 | 1 | 1 | 0 | 0.243 | 0 | 0.41066 | 0 | 1 | 1 | 1 | 1 | 1 | 1
| 7083 | 1 | 1 | 1 | 1 | 1 | 0 | 0.225 | 0 | 0.41066 | 0 | 1 | 1 | 1 | 1 | 1 | 1
| 7084 | 1 | 1 | 1 | 1 | 1 | 0 | 0.194 | 0 | 0.41066 | 0 | 1 | 1 | 1 | 1 | 1 | 1
| 7085 | 1 | 1 | 1 | 1 | 1 | 0 | 0.185 | 0 | 0.41066 | 0 | 1 | 1 | 1 | 1 | 1 | 1
| 7086 | 1 | 1 | 1 | 1 | 1 | 0 | 0.196 | 0 | 0.41066 | 0 | 1 | 1 | 1 | 1 | 1 | 1
| 7087 | 1 | 1 | 1 | 1 | 1 | 0.002 | 0.2 | 0 | 0.41066 | 0 | 1 | 1 | 1 | 1 | 1 | 1
| 7088 | 1 | 1 | 1 | 1 | 1 | 0.093 | 0.211 | 0 | 0.41066 | 0 | 1 | 1 | 1 | 1 | 1 | 1
| 7089 | 1 | 1 | 1 | 1 | 1 | 0.27 | 0.248 | 0 | 0.41066 | 0 | 1 | 1 | 1 | 1 | 1 | 1
| 7090 | 1 | 1 | 1 | 1 | 1 | 0.427 | 0.254 | 0 | 0.41066 | 0 | 1 | 1 | 1 | 1 | 1 | 1
| 7091 | 1 | 1 | 1 | 1 | 1 | 0.535 | 0.246 | 0 | 0.41066 | 0 | 1 | 1 | 1 | 1 | 1 | 1
| 7092 | 1 | 1 | 1 | 1 | 1 | 0.596 | 0.27 | 0 | 0.41066 | 0 | 1 | 1 | 1 | 1 | 1 | 1
| 7093 | 1 | 1 | 1 | 1 | 1 | 0.613 | 0.308 | 0 | 0.41066 | 0 | 1 | 1 | 1 | 1 | 1 | 1
| 7094 | 1 | 1 | 1 | 1 | 1 | 0.581 | 0.355 | 0 | 0.41066 | 0 | 1 | 1 | 1 | 1 | 1 | 1
| 7095 | 1 | 1 | 1 | 1 | 1 | 0.526 | 0.418 | 0 | 0.41066 | 0 | 1 | 1 | 1 | 1 | 1 | 1
| 7096 | 1 | 1 | 1 | 1 | 1 | 0.414 | 0.476 | 0 | 0.41066 | 0 | 1 | 1 | 1 | 1 | 1 | 1
| 7097 | 1 | 1 | 1 | 1 | 1 | 0.26 | 0.526 | 0 | 0.41066 | 0 | 1 | 1 | 1 | 1 | 1 | 1
| 7098 | 1 | 1 | 1 | 1 | 1 | 0.091 | 0.566 | 0 | 0.41066 | 0 | 1 | 1 | 1 | 1 | 1 | 1
| 7099 | 1 | 1 | 1 | 1 | 1 | 0.004 | 0.526 | 0 | 0.41066 | 0 | 1 | 1 | 1 | 1 | 1 | 1
| 7100 | 1 | 1 | 1 | 1 | 1 | 0 | 0.535 | 0 | 0.41066 | 0 | 1 | 1 | 1 | 1 | 1 | 1
| 7101 | 1 | 1 | 1 | 1 | 1 | 0 | 0.513 | 0 | 0.41066 | 0 | 1 | 1 | 1 | 1 | 1 | 1
| 7102 | 1 | 1 | 1 | 1 | 1 | 0 | 0.478 | 0 | 0.41066 | 0 | 1 | 1 | 1 | 1 | 1 | 1
| 7103 | 1 | 1 | 1 | 1 | 1 | 0 | 0.414 | 0 | 0.41066 | 0 | 1 | 1 | 1 | 1 | 1 | 1
| 7104 | 1 | 1 | 1 | 1 | 1 | 0 | 0.366 | 0 | 0.41066 | 0 | 1 | 1 | 1 | 1 | 1 | 1
| 7105 | 1 | 1 | 1 | 1 | 1 | 0 | 0.369 | 0 | 0.41066 | 0 | 1 | 1 | 1 | 1 | 1 | 1
| 7106 | 1 | 1 | 1 | 1 | 1 | 0 | 0.349 | 0 | 0.41066 | 0 | 1 | 1 | 1 | 1 | 1 | 1
| 7107 | 1 | 1 | 1 | 1 | 1 | 0 | 0.284 | 0 | 0.41066 | 0 | 1 | 1 | 1 | 1 | 1 | 1
| 7108 | 1 | 1 | 1 | 1 | 1 | 0 | 0.3 | 0 | 0.41066 | 0 | 1 | 1 | 1 | 1 | 1 | 1
| 7109 | 1 | 1 | 1 | 1 | 1 | 0 | 0.309 | 0 | 0.41066 | 0 | 1 | 1 | 1 | 1 | 1 | 1
| 7110 | 1 | 1 | 1 | 1 | 1 | 0 | 0.295 | 0 | 0.41066 | 0 | 1 | 1 | 1 | 1 | 1 | 1
| 7111 | 1 | 1 | 1 | 1 | 1 | 0.002 | 0.315 | 0 | 0.41066 | 0 | 1 | 1 | 1 | 1 | 1 | 1
| 7112 | 1 | 1 | 1 | 1 | 1 | 0.096 | 0.388 | 0 | 0.41066 | 0 | 1 | 1 | 1 | 1 | 1 | 1
| 7113 | 1 | 1 | 1 | 1 | 1 | 0.268 | 0.566 | 0 | 0.41066 | 0 | 1 | 1 | 1 | 1 | 1 | 1
| 7114 | 1 | 1 | 1 | 1 | 1 | 0.41 | 0.727 | 0 | 0.41066 | 0 | 1 | 1 | 1 | 1 | 1 | 1
| 7115 | 1 | 1 | 1 | 1 | 1 | 0.505 | 0.724 | 0 | 0.41066 | 0 | 1 | 1 | 1 | 1 | 1 | 1
| 7116 | 1 | 1 | 1 | 1 | 1 | 0.574 | 0.631 | 0 | 0.41066 | 0 | 1 | 1 | 1 | 1 | 1 | 1
| 7117 | 1 | 1 | 1 | 1 | 1 | 0.61 | 0.538 | 0 | 0.41066 | 0 | 1 | 1 | 1 | 1 | 1 | 1
| 7118 | 1 | 1 | 1 | 1 | 1 | 0.598 | 0.523 | 0 | 0.41066 | 0 | 1 | 1 | 1 | 1 | 1 | 1
| 7119 | 1 | 1 | 1 | 1 | 1 | 0.531 | 0.539 | 0 | 0.41066 | 0 | 1 | 1 | 1 | 1 | 1 | 1
| 7120 | 1 | 1 | 1 | 1 | 1 | 0.408 | 0.593 | 0 | 0.41066 | 0 | 1 | 1 | 1 | 1 | 1 | 1
| 7121 | 1 | 1 | 1 | 1 | 1 | 0.244 | 0.666 | 0 | 0.41066 | 0 | 1 | 1 | 1 | 1 | 1 | 1
| 7122 | 1 | 1 | 1 | 1 | 1 | 0.086 | 0.706 | 0 | 0.41066 | 0 | 1 | 1 | 1 | 1 | 1 | 1
| 7123 | 1 | 1 | 1 | 1 | 1 | 0.004 | 0.643 | 0 | 0.41066 | 0 | 1 | 1 | 1 | 1 | 1 | 1
| 7124 | 1 | 1 | 1 | 1 | 1 | 0 | 0.586 | 0 | 0.41066 | 0 | 1 | 1 | 1 | 1 | 1 | 1
| 7125 | 1 | 1 | 1 | 1 | 1 | 0 | 0.516 | 0 | 0.41066 | 0 | 1 | 1 | 1 | 1 | 1 | 1
| 7126 | 1 | 1 | 1 | 1 | 1 | 0 | 0.466 | 0 | 0.41066 | 0 | 1 | 1 | 1 | 1 | 1 | 1
| 7127 | 1 | 1 | 1 | 1 | 1 | 0 | 0.334 | 0 | 0.41066 | 0 | 1 | 1 | 1 | 1 | 1 | 1
| 7128 | 1 | 1 | 1 | 1 | 1 | 0 | 0.247 | 0 | 0.41066 | 0 | 1 | 1 | 1 | 1 | 1 | 1
| 7129 | 1 | 1 | 1 | 1 | 1 | 0 | 0.206 | 0 | 0.41066 | 0 | 1 | 1 | 1 | 1 | 1 | 1
| 7130 | 1 | 1 | 1 | 1 | 1 | 0 | 0.193 | 0 | 0.41066 | 0 | 1 | 1 | 1 | 1 | 1 | 1
| 7131 | 1 | 1 | 1 | 1 | 1 | 0 | 0.168 | 0 | 0.41066 | 0 | 1 | 1 | 1 | 1 | 1 | 1
| 7132 | 1 | 1 | 1 | 1 | 1 | 0 | 0.188 | 0 | 0.41066 | 0 | 1 | 1 | 1 | 1 | 1 | 1
| 7133 | 1 | 1 | 1 | 1 | 1 | 0 | 0.223 | 0 | 0.41066 | 0 | 1 | 1 | 1 | 1 | 1 | 1
| 7134 | 1 | 1 | 1 | 1 | 1 | 0 | 0.233 | 0 | 0.41066 | 0 | 1 | 1 | 1 | 1 | 1 | 1
| 7135 | 1 | 1 | 1 | 1 | 1 | 0 | 0.201 | 0 | 0.41066 | 0 | 1 | 1 | 1 | 1 | 1 | 1
| 7136 | 1 | 1 | 1 | 1 | 1 | 0.056 | 0.133 | 0 | 0.41066 | 0 | 1 | 1 | 1 | 1 | 1 | 1
| 7137 | 1 | 1 | 1 | 1 | 1 | 0.185 | 0.153 | 0 | 0.41066 | 0 | 1 | 1 | 1 | 1 | 1 | 1
| 7138 | 1 | 1 | 1 | 1 | 1 | 0.408 | 0.329 | 0 | 0.41066 | 0 | 1 | 1 | 1 | 1 | 1 | 1
| 7139 | 1 | 1 | 1 | 1 | 1 | 0.532 | 0.433 | 0 | 0.41066 | 0 | 1 | 1 | 1 | 1 | 1 | 1
| 7140 | 1 | 1 | 1 | 1 | 1 | 0.595 | 0.468 | 0 | 0.41066 | 0 | 1 | 1 | 1 | 1 | 1 | 1
| 7141 | 1 | 1 | 1 | 1 | 1 | 0.613 | 0.473 | 0 | 0.41066 | 0 | 1 | 1 | 1 | 1 | 1 | 1
| 7142 | 1 | 1 | 1 | 1 | 1 | 0.581 | 0.481 | 0 | 0.41066 | 0 | 1 | 1 | 1 | 1 | 1 | 1
| 7143 | 1 | 1 | 1 | 1 | 1 | 0.502 | 0.509 | 0 | 0.41066 | 0 | 1 | 1 | 1 | 1 | 1 | 1
| 7144 | 1 | 1 | 1 | 1 | 1 | 0.386 | 0.547 | 0 | 0.41066 | 0 | 1 | 1 | 1 | 1 | 1 | 1
| 7145 | 1 | 1 | 1 | 1 | 1 | 0.243 | 0.578 | 0 | 0.41066 | 0 | 1 | 1 | 1 | 1 | 1 | 1
| 7146 | 1 | 1 | 1 | 1 | 1 | 0.092 | 0.578 | 0 | 0.41066 | 0 | 1 | 1 | 1 | 1 | 1 | 1
| 7147 | 1 | 1 | 1 | 1 | 1 | 0.003 | 0.548 | 0 | 0.41066 | 0 | 1 | 1 | 1 | 1 | 1 | 1
| 7148 | 1 | 1 | 1 | 1 | 1 | 0 | 0.51 | 0 | 0.41066 | 0 | 1 | 1 | 1 | 1 | 1 | 1
| 7149 | 1 | 1 | 1 | 1 | 1 | 0 | 0.433 | 0 | 0.41066 | 0 | 1 | 1 | 1 | 1 | 1 | 1
| 7150 | 1 | 1 | 1 | 1 | 1 | 0 | 0.376 | 0 | 0.41066 | 0 | 1 | 1 | 1 | 1 | 1 | 1
| 7151 | 1 | 1 | 1 | 1 | 1 | 0 | 0.323 | 0 | 0.41066 | 0 | 1 | 1 | 1 | 1 | 1 | 1
| 7152 | 1 | 1 | 1 | 1 | 1 | 0 | 0.286 | 0 | 0.41066 | 0 | 1 | 1 | 1 | 1 | 1 | 1
| 7153 | 1 | 1 | 1 | 1 | 1 | 0 | 0.246 | 0 | 0.41066 | 0 | 1 | 1 | 1 | 1 | 1 | 1
| 7154 | 1 | 1 | 1 | 1 | 1 | 0 | 0.224 | 0 | 0.41066 | 0 | 1 | 1 | 1 | 1 | 1 | 1
| 7155 | 1 | 1 | 1 | 1 | 1 | 0 | 0.207 | 0 | 0.41066 | 0 | 1 | 1 | 1 | 1 | 1 | 1
| 7156 | 1 | 1 | 1 | 1 | 1 | 0 | 0.165 | 0 | 0.41066 | 0 | 1 | 1 | 1 | 1 | 1 | 1
| 7157 | 1 | 1 | 1 | 1 | 1 | 0 | 0.155 | 0 | 0.41066 | 0 | 1 | 1 | 1 | 1 | 1 | 1
| 7158 | 1 | 1 | 1 | 1 | 1 | 0 | 0.154 | 0 | 0.41066 | 0 | 1 | 1 | 1 | 1 | 1 | 1
| 7159 | 1 | 1 | 1 | 1 | 1 | 0.001 | 0.17 | 0 | 0.41066 | 0 | 1 | 1 | 1 | 1 | 1 | 1
| 7160 | 1 | 1 | 1 | 1 | 1 | 0.083 | 0.231 | 0 | 0.41066 | 0 | 1 | 1 | 1 | 1 | 1 | 1
| 7161 | 1 | 1 | 1 | 1 | 1 | 0.255 | 0.322 | 0 | 0.41066 | 0 | 1 | 1 | 1 | 1 | 1 | 1
| 7162 | 1 | 1 | 1 | 1 | 1 | 0.405 | 0.347 | 0 | 0.41066 | 0 | 1 | 1 | 1 | 1 | 1 | 1
| 7163 | 1 | 1 | 1 | 1 | 1 | 0.521 | 0.365 | 0 | 0.41066 | 0 | 1 | 1 | 1 | 1 | 1 | 1
| 7164 | 1 | 1 | 1 | 1 | 1 | 0.588 | 0.37 | 0 | 0.41066 | 0 | 1 | 1 | 1 | 1 | 1 | 1
| 7165 | 1 | 1 | 1 | 1 | 1 | 0.611 | 0.362 | 0 | 0.41066 | 0 | 1 | 1 | 1 | 1 | 1 | 1
| 7166 | 1 | 1 | 1 | 1 | 1 | 0.584 | 0.363 | 0 | 0.41066 | 0 | 1 | 1 | 1 | 1 | 1 | 1
| 7167 | 1 | 1 | 1 | 1 | 1 | 0.504 | 0.385 | 0 | 0.41066 | 0 | 1 | 1 | 1 | 1 | 1 | 1
| 7168 | 1 | 1 | 1 | 1 | 1 | 0.389 | 0.414 | 0 | 0.41066 | 0 | 1 | 1 | 1 | 1 | 1 | 1
| 7169 | 1 | 1 | 1 | 1 | 1 | 0.241 | 0.455 | 0 | 0.41066 | 0 | 1 | 1 | 1 | 1 | 1 | 1
| 7170 | 1 | 1 | 1 | 1 | 1 | 0.085 | 0.496 | 0 | 0.41066 | 0 | 1 | 1 | 1 | 1 | 1 | 1
| 7171 | 1 | 1 | 1 | 1 | 1 | 0.004 | 0.426 | 0 | 0.41066 | 0 | 1 | 1 | 1 | 1 | 1 | 1
| 7172 | 1 | 1 | 1 | 1 | 1 | 0 | 0.348 | 0 | 0.41066 | 0 | 1 | 1 | 1 | 1 | 1 | 1
| 7173 | 1 | 1 | 1 | 1 | 1 | 0 | 0.29 | 0 | 0.41066 | 0 | 1 | 1 | 1 | 1 | 1 | 1
| 7174 | 1 | 1 | 1 | 1 | 1 | 0 | 0.237 | 0 | 0.41066 | 0 | 1 | 1 | 1 | 1 | 1 | 1
| 7175 | 1 | 1 | 1 | 1 | 1 | 0 | 0.154 | 0 | 0.41066 | 0 | 1 | 1 | 1 | 1 | 1 | 1
| 7176 | 1 | 1 | 1 | 1 | 1 | 0 | 0.122 | 0 | 0.41066 | 0 | 1 | 1 | 1 | 1 | 1 | 1
| 7177 | 1 | 1 | 1 | 1 | 1 | 0 | 0.086 | 0 | 0.41066 | 0 | 1 | 1 | 1 | 1 | 1 | 1
| 7178 | 1 | 1 | 1 | 1 | 1 | 0 | 0.059 | 0 | 0.41066 | 0 | 1 | 1 | 1 | 1 | 1 | 1
| 7179 | 1 | 1 | 1 | 1 | 1 | 0 | 0.069 | 0 | 0.41066 | 0 | 1 | 1 | 1 | 1 | 1 | 1
| 7180 | 1 | 1 | 1 | 1 | 1 | 0 | 0.099 | 0 | 0.41066 | 0 | 1 | 1 | 1 | 1 | 1 | 1
| 7181 | 1 | 1 | 1 | 1 | 1 | 0 | 0.114 | 0 | 0.41066 | 0 | 1 | 1 | 1 | 1 | 1 | 1
| 7182 | 1 | 1 | 1 | 1 | 1 | 0 | 0.131 | 0 | 0.41066 | 0 | 1 | 1 | 1 | 1 | 1 | 1
| 7183 | 1 | 1 | 1 | 1 | 1 | 0.002 | 0.112 | 0 | 0.41066 | 0 | 1 | 1 | 1 | 1 | 1 | 1
| 7184 | 1 | 1 | 1 | 1 | 1 | 0.091 | 0.073 | 0 | 0.41066 | 0 | 1 | 1 | 1 | 1 | 1 | 1
| 7185 | 1 | 1 | 1 | 1 | 1 | 0.273 | 0.141 | 0 | 0.41066 | 0 | 1 | 1 | 1 | 1 | 1 | 1
| 7186 | 1 | 1 | 1 | 1 | 1 | 0.43 | 0.222 | 0 | 0.41066 | 0 | 1 | 1 | 1 | 1 | 1 | 1
| 7187 | 1 | 1 | 1 | 1 | 1 | 0.544 | 0.243 | 0 | 0.41066 | 0 | 1 | 1 | 1 | 1 | 1 | 1
| 7188 | 1 | 1 | 1 | 1 | 1 | 0.6 | 0.257 | 0 | 0.41066 | 0 | 1 | 1 | 1 | 1 | 1 | 1
| 7189 | 1 | 1 | 1 | 1 | 1 | 0.604 | 0.267 | 0 | 0.41066 | 0 | 1 | 1 | 1 | 1 | 1 | 1
| 7190 | 1 | 1 | 1 | 1 | 1 | 0.58 | 0.28 | 0 | 0.41066 | 0 | 1 | 1 | 1 | 1 | 1 | 1
| 7191 | 1 | 1 | 1 | 1 | 1 | 0.519 | 0.312 | 0 | 0.41066 | 0 | 1 | 1 | 1 | 1 | 1 | 1
| 7192 | 1 | 1 | 1 | 1 | 1 | 0.405 | 0.362 | 0 | 0.41066 | 0 | 1 | 1 | 1 | 1 | 1 | 1
| 7193 | 1 | 1 | 1 | 1 | 1 | 0.248 | 0.414 | 0 | 0.41066 | 0 | 1 | 1 | 1 | 1 | 1 | 1
| 7194 | 1 | 1 | 1 | 1 | 1 | 0.083 | 0.462 | 0 | 0.41066 | 0 | 1 | 1 | 1 | 1 | 1 | 1
| 7195 | 1 | 1 | 1 | 1 | 1 | 0.004 | 0.485 | 0 | 0.41066 | 0 | 1 | 1 | 1 | 1 | 1 | 1
| 7196 | 1 | 1 | 1 | 1 | 1 | 0 | 0.459 | 0 | 0.41066 | 0 | 1 | 1 | 1 | 1 | 1 | 1
| 7197 | 1 | 1 | 1 | 1 | 1 | 0 | 0.423 | 0 | 0.41066 | 0 | 1 | 1 | 1 | 1 | 1 | 1
| 7198 | 1 | 1 | 1 | 1 | 1 | 0 | 0.352 | 0 | 0.41066 | 0 | 1 | 1 | 1 | 1 | 1 | 1
| 7199 | 1 | 1 | 1 | 1 | 1 | 0 | 0.325 | 0 | 0.41066 | 0 | 1 | 1 | 1 | 1 | 1 | 1
| 7200 | 1 | 1 | 1 | 1 | 1 | 0 | 0.285 | 0 | 0.41066 | 0 | 1 | 1 | 1 | 1 | 1 | 1
| 7201 | 1 | 1 | 1 | 1 | 1 | 0 | 0.226 | 0 | 0.41066 | 0 | 1 | 1 | 1 | 1 | 1 | 1
| 7202 | 1 | 1 | 1 | 1 | 1 | 0 | 0.158 | 0 | 0.41066 | 0 | 1 | 1 | 1 | 1 | 1 | 1
| 7203 | 1 | 1 | 1 | 1 | 1 | 0 | 0.109 | 0 | 0.41066 | 0 | 1 | 1 | 1 | 1 | 1 | 1
| 7204 | 1 | 1 | 1 | 1 | 1 | 0 | 0.068 | 0 | 0.41066 | 0 | 1 | 1 | 1 | 1 | 1 | 1
| 7205 | 1 | 1 | 1 | 1 | 1 | 0 | 0.041 | 0 | 0.41066 | 0 | 1 | 1 | 1 | 1 | 1 | 1
| 7206 | 1 | 1 | 1 | 1 | 1 | 0 | 0.034 | 0 | 0.41066 | 0 | 1 | 1 | 1 | 1 | 1 | 1
| 7207 | 1 | 1 | 1 | 1 | 1 | 0.002 | 0.034 | 0 | 0.41066 | 0 | 1 | 1 | 1 | 1 | 1 | 1
| 7208 | 1 | 1 | 1 | 1 | 1 | 0.098 | 0.023 | 0 | 0.41066 | 0 | 1 | 1 | 1 | 1 | 1 | 1
| 7209 | 1 | 1 | 1 | 1 | 1 | 0.257 | 0.036 | 0 | 0.41066 | 0 | 1 | 1 | 1 | 1 | 1 | 1
| 7210 | 1 | 1 | 1 | 1 | 1 | 0.402 | 0.038 | 0 | 0.41066 | 0 | 1 | 1 | 1 | 1 | 1 | 1
| 7211 | 1 | 1 | 1 | 1 | 1 | 0.516 | 0.038 | 0 | 0.41066 | 0 | 1 | 1 | 1 | 1 | 1 | 1
| 7212 | 1 | 1 | 1 | 1 | 1 | 0.578 | 0.037 | 0 | 0.41066 | 0 | 1 | 1 | 1 | 1 | 1 | 1
| 7213 | 1 | 1 | 1 | 1 | 1 | 0.581 | 0.044 | 0 | 0.41066 | 0 | 1 | 1 | 1 | 1 | 1 | 1
| 7214 | 1 | 1 | 1 | 1 | 1 | 0.553 | 0.061 | 0 | 0.41066 | 0 | 1 | 1 | 1 | 1 | 1 | 1
| 7215 | 1 | 1 | 1 | 1 | 1 | 0.477 | 0.087 | 0 | 0.41066 | 0 | 1 | 1 | 1 | 1 | 1 | 1
| 7216 | 1 | 1 | 1 | 1 | 1 | 0.358 | 0.111 | 0 | 0.41066 | 0 | 1 | 1 | 1 | 1 | 1 | 1
| 7217 | 1 | 1 | 1 | 1 | 1 | 0.23 | 0.151 | 0 | 0.41066 | 0 | 1 | 1 | 1 | 1 | 1 | 1
| 7218 | 1 | 1 | 1 | 1 | 1 | 0.079 | 0.22 | 0 | 0.41066 | 0 | 1 | 1 | 1 | 1 | 1 | 1
| 7219 | 1 | 1 | 1 | 1 | 1 | 0.004 | 0.32 | 0 | 0.41066 | 0 | 1 | 1 | 1 | 1 | 1 | 1
| 7220 | 1 | 1 | 1 | 1 | 1 | 0 | 0.435 | 0 | 0.41066 | 0 | 1 | 1 | 1 | 1 | 1 | 1
| 7221 | 1 | 1 | 1 | 1 | 1 | 0 | 0.447 | 0 | 0.41066 | 0 | 1 | 1 | 1 | 1 | 1 | 1
| 7222 | 1 | 1 | 1 | 1 | 1 | 0 | 0.38 | 0 | 0.41066 | 0 | 1 | 1 | 1 | 1 | 1 | 1
| 7223 | 1 | 1 | 1 | 1 | 1 | 0 | 0.31 | 0 | 0.41066 | 0 | 1 | 1 | 1 | 1 | 1 | 1
| 7224 | 1 | 1 | 1 | 1 | 1 | 0 | 0.271 | 0 | 0.41066 | 0 | 1 | 1 | 1 | 1 | 1 | 1
| 7225 | 1 | 1 | 1 | 1 | 1 | 0 | 0.22 | 0 | 0.41066 | 0 | 1 | 1 | 1 | 1 | 1 | 1
| 7226 | 1 | 1 | 1 | 1 | 1 | 0 | 0.198 | 0 | 0.41066 | 0 | 1 | 1 | 1 | 1 | 1 | 1
| 7227 | 1 | 1 | 1 | 1 | 1 | 0 | 0.175 | 0 | 0.41066 | 0 | 1 | 1 | 1 | 1 | 1 | 1
| 7228 | 1 | 1 | 1 | 1 | 1 | 0 | 0.157 | 0 | 0.41066 | 0 | 1 | 1 | 1 | 1 | 1 | 1
| 7229 | 1 | 1 | 1 | 1 | 1 | 0 | 0.145 | 0 | 0.41066 | 0 | 1 | 1 | 1 | 1 | 1 | 1
| 7230 | 1 | 1 | 1 | 1 | 1 | 0 | 0.144 | 0 | 0.41066 | 0 | 1 | 1 | 1 | 1 | 1 | 1
| 7231 | 1 | 1 | 1 | 1 | 1 | 0.002 | 0.145 | 0 | 0.41066 | 0 | 1 | 1 | 1 | 1 | 1 | 1
| 7232 | 1 | 1 | 1 | 1 | 1 | 0.091 | 0.114 | 0 | 0.41066 | 0 | 1 | 1 | 1 | 1 | 1 | 1
| 7233 | 1 | 1 | 1 | 1 | 1 | 0.245 | 0.09 | 0 | 0.41066 | 0 | 1 | 1 | 1 | 1 | 1 | 1
| 7234 | 1 | 1 | 1 | 1 | 1 | 0.404 | 0.077 | 0 | 0.41066 | 0 | 1 | 1 | 1 | 1 | 1 | 1
| 7235 | 1 | 1 | 1 | 1 | 1 | 0.515 | 0.08 | 0 | 0.41066 | 0 | 1 | 1 | 1 | 1 | 1 | 1
| 7236 | 1 | 1 | 1 | 1 | 1 | 0.556 | 0.092 | 0 | 0.41066 | 0 | 1 | 1 | 1 | 1 | 1 | 1
| 7237 | 1 | 1 | 1 | 1 | 1 | 0.53 | 0.114 | 0 | 0.41066 | 0 | 1 | 1 | 1 | 1 | 1 | 1
| 7238 | 1 | 1 | 1 | 1 | 1 | 0.437 | 0.163 | 0 | 0.41066 | 0 | 1 | 1 | 1 | 1 | 1 | 1
| 7239 | 1 | 1 | 1 | 1 | 1 | 0.359 | 0.22 | 0 | 0.41066 | 0 | 1 | 1 | 1 | 1 | 1 | 1
| 7240 | 1 | 1 | 1 | 1 | 1 | 0.248 | 0.278 | 0 | 0.41066 | 0 | 1 | 1 | 1 | 1 | 1 | 1
| 7241 | 1 | 1 | 1 | 1 | 1 | 0.181 | 0.343 | 0 | 0.41066 | 0 | 1 | 1 | 1 | 1 | 1 | 1
| 7242 | 1 | 1 | 1 | 1 | 1 | 0.077 | 0.401 | 0 | 0.41066 | 0 | 1 | 1 | 1 | 1 | 1 | 1
| 7243 | 1 | 1 | 1 | 1 | 1 | 0.003 | 0.446 | 0 | 0.41066 | 0 | 1 | 1 | 1 | 1 | 1 | 1
| 7244 | 1 | 1 | 1 | 1 | 1 | 0 | 0.506 | 0 | 0.41066 | 0 | 1 | 1 | 1 | 1 | 1 | 1
| 7245 | 1 | 1 | 1 | 1 | 1 | 0 | 0.469 | 0 | 0.41066 | 0 | 1 | 1 | 1 | 1 | 1 | 1
| 7246 | 1 | 1 | 1 | 1 | 1 | 0 | 0.434 | 0 | 0.41066 | 0 | 1 | 1 | 1 | 1 | 1 | 1
| 7247 | 1 | 1 | 1 | 1 | 1 | 0 | 0.376 | 0 | 0.41066 | 0 | 1 | 1 | 1 | 1 | 1 | 1
| 7248 | 1 | 1 | 1 | 1 | 1 | 0 | 0.297 | 0 | 0.41066 | 0 | 1 | 1 | 1 | 1 | 1 | 1
| 7249 | 1 | 1 | 1 | 1 | 1 | 0 | 0.245 | 0 | 0.41066 | 0 | 1 | 1 | 1 | 1 | 1 | 1
| 7250 | 1 | 1 | 1 | 1 | 1 | 0 | 0.231 | 0 | 0.41066 | 0 | 1 | 1 | 1 | 1 | 1 | 1
| 7251 | 1 | 1 | 1 | 1 | 1 | 0 | 0.236 | 0 | 0.41066 | 0 | 1 | 1 | 1 | 1 | 1 | 1
| 7252 | 1 | 1 | 1 | 1 | 1 | 0 | 0.221 | 0 | 0.41066 | 0 | 1 | 1 | 1 | 1 | 1 | 1
| 7253 | 1 | 1 | 1 | 1 | 1 | 0 | 0.191 | 0 | 0.41066 | 0 | 1 | 1 | 1 | 1 | 1 | 1
| 7254 | 1 | 1 | 1 | 1 | 1 | 0 | 0.172 | 0 | 0.41066 | 0 | 1 | 1 | 1 | 1 | 1 | 1
| 7255 | 1 | 1 | 1 | 1 | 1 | 0.002 | 0.166 | 0 | 0.41066 | 0 | 1 | 1 | 1 | 1 | 1 | 1
| 7256 | 1 | 1 | 1 | 1 | 1 | 0.092 | 0.138 | 0 | 0.41066 | 0 | 1 | 1 | 1 | 1 | 1 | 1
| 7257 | 1 | 1 | 1 | 1 | 1 | 0.227 | 0.223 | 0 | 0.41066 | 0 | 1 | 1 | 1 | 1 | 1 | 1
| 7258 | 1 | 1 | 1 | 1 | 1 | 0.369 | 0.274 | 0 | 0.41066 | 0 | 1 | 1 | 1 | 1 | 1 | 1
| 7259 | 1 | 1 | 1 | 1 | 1 | 0.435 | 0.301 | 0 | 0.41066 | 0 | 1 | 1 | 1 | 1 | 1 | 1
| 7260 | 1 | 1 | 1 | 1 | 1 | 0.45 | 0.32 | 0 | 0.41066 | 0 | 1 | 1 | 1 | 1 | 1 | 1
| 7261 | 1 | 1 | 1 | 1 | 1 | 0.456 | 0.315 | 0 | 0.41066 | 0 | 1 | 1 | 1 | 1 | 1 | 1
| 7262 | 1 | 1 | 1 | 1 | 1 | 0.432 | 0.318 | 0 | 0.41066 | 0 | 1 | 1 | 1 | 1 | 1 | 1
| 7263 | 1 | 1 | 1 | 1 | 1 | 0.375 | 0.328 | 0 | 0.41066 | 0 | 1 | 1 | 1 | 1 | 1 | 1
| 7264 | 1 | 1 | 1 | 1 | 1 | 0.294 | 0.342 | 0 | 0.41066 | 0 | 1 | 1 | 1 | 1 | 1 | 1
| 7265 | 1 | 1 | 1 | 1 | 1 | 0.197 | 0.358 | 0 | 0.41066 | 0 | 1 | 1 | 1 | 1 | 1 | 1
| 7266 | 1 | 1 | 1 | 1 | 1 | 0.081 | 0.369 | 0 | 0.41066 | 0 | 1 | 1 | 1 | 1 | 1 | 1
| 7267 | 1 | 1 | 1 | 1 | 1 | 0.003 | 0.369 | 0 | 0.41066 | 0 | 1 | 1 | 1 | 1 | 1 | 1
| 7268 | 1 | 1 | 1 | 1 | 1 | 0 | 0.422 | 0 | 0.41066 | 0 | 1 | 1 | 1 | 1 | 1 | 1
| 7269 | 1 | 1 | 1 | 1 | 1 | 0 | 0.425 | 0 | 0.41066 | 0 | 1 | 1 | 1 | 1 | 1 | 1
| 7270 | 1 | 1 | 1 | 1 | 1 | 0 | 0.437 | 0 | 0.41066 | 0 | 1 | 1 | 1 | 1 | 1 | 1
| 7271 | 1 | 1 | 1 | 1 | 1 | 0 | 0.436 | 0 | 0.41066 | 0 | 1 | 1 | 1 | 1 | 1 | 1
| 7272 | 1 | 1 | 1 | 1 | 1 | 0 | 0.388 | 0 | 0.41066 | 0 | 1 | 1 | 1 | 1 | 1 | 1
| 7273 | 1 | 1 | 1 | 1 | 1 | 0 | 0.29 | 0 | 0.41066 | 0 | 1 | 1 | 1 | 1 | 1 | 1
| 7274 | 1 | 1 | 1 | 1 | 1 | 0 | 0.225 | 0 | 0.41066 | 0 | 1 | 1 | 1 | 1 | 1 | 1
| 7275 | 1 | 1 | 1 | 1 | 1 | 0 | 0.211 | 0 | 0.41066 | 0 | 1 | 1 | 1 | 1 | 1 | 1
| 7276 | 1 | 1 | 1 | 1 | 1 | 0 | 0.212 | 0 | 0.41066 | 0 | 1 | 1 | 1 | 1 | 1 | 1
| 7277 | 1 | 1 | 1 | 1 | 1 | 0 | 0.223 | 0 | 0.41066 | 0 | 1 | 1 | 1 | 1 | 1 | 1
| 7278 | 1 | 1 | 1 | 1 | 1 | 0 | 0.205 | 0 | 0.41066 | 0 | 1 | 1 | 1 | 1 | 1 | 1
| 7279 | 1 | 1 | 1 | 1 | 1 | 0.002 | 0.163 | 0 | 0.41066 | 0 | 1 | 1 | 1 | 1 | 1 | 1
| 7280 | 1 | 1 | 1 | 1 | 1 | 0.092 | 0.102 | 0 | 0.41066 | 0 | 1 | 1 | 1 | 1 | 1 | 1
| 7281 | 1 | 1 | 1 | 1 | 1 | 0.263 | 0.087 | 0 | 0.41066 | 0 | 1 | 1 | 1 | 1 | 1 | 1
| 7282 | 1 | 1 | 1 | 1 | 1 | 0.414 | 0.1 | 0 | 0.41066 | 0 | 1 | 1 | 1 | 1 | 1 | 1
| 7283 | 1 | 1 | 1 | 1 | 1 | 0.514 | 0.123 | 0 | 0.41066 | 0 | 1 | 1 | 1 | 1 | 1 | 1
| 7284 | 1 | 1 | 1 | 1 | 1 | 0.562 | 0.148 | 0 | 0.41066 | 0 | 1 | 1 | 1 | 1 | 1 | 1
| 7285 | 1 | 1 | 1 | 1 | 1 | 0.555 | 0.161 | 0 | 0.41066 | 0 | 1 | 1 | 1 | 1 | 1 | 1
| 7286 | 1 | 1 | 1 | 1 | 1 | 0.517 | 0.173 | 0 | 0.41066 | 0 | 1 | 1 | 1 | 1 | 1 | 1
| 7287 | 1 | 1 | 1 | 1 | 1 | 0.432 | 0.182 | 0 | 0.41066 | 0 | 1 | 1 | 1 | 1 | 1 | 1
| 7288 | 1 | 1 | 1 | 1 | 1 | 0.334 | 0.185 | 0 | 0.41066 | 0 | 1 | 1 | 1 | 1 | 1 | 1
| 7289 | 1 | 1 | 1 | 1 | 1 | 0.225 | 0.182 | 0 | 0.41066 | 0 | 1 | 1 | 1 | 1 | 1 | 1
| 7290 | 1 | 1 | 1 | 1 | 1 | 0.086 | 0.202 | 0 | 0.41066 | 0 | 1 | 1 | 1 | 1 | 1 | 1
| 7291 | 1 | 1 | 1 | 1 | 1 | 0.005 | 0.259 | 0 | 0.41066 | 0 | 1 | 1 | 1 | 1 | 1 | 1
| 7292 | 1 | 1 | 1 | 1 | 1 | 0 | 0.361 | 0 | 0.41066 | 0 | 1 | 1 | 1 | 1 | 1 | 1
| 7293 | 1 | 1 | 1 | 1 | 1 | 0 | 0.428 | 0 | 0.41066 | 0 | 1 | 1 | 1 | 1 | 1 | 1
| 7294 | 1 | 1 | 1 | 1 | 1 | 0 | 0.457 | 0 | 0.41066 | 0 | 1 | 1 | 1 | 1 | 1 | 1
| 7295 | 1 | 1 | 1 | 1 | 1 | 0 | 0.413 | 0 | 0.41066 | 0 | 1 | 1 | 1 | 1 | 1 | 1
| 7296 | 1 | 1 | 1 | 1 | 1 | 0 | 0.319 | 0 | 0.41066 | 0 | 1 | 1 | 1 | 1 | 1 | 1
| 7297 | 1 | 1 | 1 | 1 | 1 | 0 | 0.194 | 0 | 0.35148 | 0 | 1 | 1 | 1 | 1 | 1 | 1
| 7298 | 1 | 1 | 1 | 1 | 1 | 0 | 0.122 | 0 | 0.35148 | 0 | 1 | 1 | 1 | 1 | 1 | 1
| 7299 | 1 | 1 | 1 | 1 | 1 | 0 | 0.094 | 0 | 0.35148 | 0 | 1 | 1 | 1 | 1 | 1 | 1
| 7300 | 1 | 1 | 1 | 1 | 1 | 0 | 0.083 | 0 | 0.35148 | 0 | 1 | 1 | 1 | 1 | 1 | 1
| 7301 | 1 | 1 | 1 | 1 | 1 | 0 | 0.062 | 0 | 0.35148 | 0 | 1 | 1 | 1 | 1 | 1 | 1
| 7302 | 1 | 1 | 1 | 1 | 1 | 0 | 0.039 | 0 | 0.35148 | 0 | 1 | 1 | 1 | 1 | 1 | 1
| 7303 | 1 | 1 | 1 | 1 | 1 | 0.002 | 0.023 | 0 | 0.35148 | 0 | 1 | 1 | 1 | 1 | 1 | 1
| 7304 | 1 | 1 | 1 | 1 | 1 | 0.089 | 0.018 | 0 | 0.35148 | 0 | 1 | 1 | 1 | 1 | 1 | 1
| 7305 | 1 | 1 | 1 | 1 | 1 | 0.254 | 0.037 | 0 | 0.35148 | 0 | 1 | 1 | 1 | 1 | 1 | 1
| 7306 | 1 | 1 | 1 | 1 | 1 | 0.417 | 0.062 | 0 | 0.35148 | 0 | 1 | 1 | 1 | 1 | 1 | 1
| 7307 | 1 | 1 | 1 | 1 | 1 | 0.523 | 0.08 | 0 | 0.35148 | 0 | 1 | 1 | 1 | 1 | 1 | 1
| 7308 | 1 | 1 | 1 | 1 | 1 | 0.579 | 0.094 | 0 | 0.35148 | 0 | 1 | 1 | 1 | 1 | 1 | 1
| 7309 | 1 | 1 | 1 | 1 | 1 | 0.595 | 0.107 | 0 | 0.35148 | 0 | 1 | 1 | 1 | 1 | 1 | 1
| 7310 | 1 | 1 | 1 | 1 | 1 | 0.567 | 0.117 | 0 | 0.35148 | 0 | 1 | 1 | 1 | 1 | 1 | 1
| 7311 | 1 | 1 | 1 | 1 | 1 | 0.497 | 0.122 | 0 | 0.35148 | 0 | 1 | 1 | 1 | 1 | 1 | 1
| 7312 | 1 | 1 | 1 | 1 | 1 | 0.378 | 0.141 | 0 | 0.35148 | 0 | 1 | 1 | 1 | 1 | 1 | 1
| 7313 | 1 | 1 | 1 | 1 | 1 | 0.234 | 0.173 | 0 | 0.35148 | 0 | 1 | 1 | 1 | 1 | 1 | 1
| 7314 | 1 | 1 | 1 | 1 | 1 | 0.075 | 0.219 | 0 | 0.35148 | 0 | 1 | 1 | 1 | 1 | 1 | 1
| 7315 | 1 | 1 | 1 | 1 | 1 | 0.005 | 0.289 | 0 | 0.35148 | 0 | 1 | 1 | 1 | 1 | 1 | 1
| 7316 | 1 | 1 | 1 | 1 | 1 | 0 | 0.382 | 0 | 0.35148 | 0 | 1 | 1 | 1 | 1 | 1 | 1
| 7317 | 1 | 1 | 1 | 1 | 1 | 0 | 0.403 | 0 | 0.35148 | 0 | 1 | 1 | 1 | 1 | 1 | 1
| 7318 | 1 | 1 | 1 | 1 | 1 | 0 | 0.364 | 0 | 0.35148 | 0 | 1 | 1 | 1 | 1 | 1 | 1
| 7319 | 1 | 1 | 1 | 1 | 1 | 0 | 0.278 | 0 | 0.35148 | 0 | 1 | 1 | 1 | 1 | 1 | 1
| 7320 | 1 | 1 | 1 | 1 | 1 | 0 | 0.205 | 0 | 0.35148 | 0 | 1 | 1 | 1 | 1 | 1 | 1
| 7321 | 1 | 1 | 1 | 1 | 1 | 0 | 0.161 | 0 | 0.35148 | 0 | 1 | 1 | 1 | 1 | 1 | 1
| 7322 | 1 | 1 | 1 | 1 | 1 | 0 | 0.133 | 0 | 0.35148 | 0 | 1 | 1 | 1 | 1 | 1 | 1
| 7323 | 1 | 1 | 1 | 1 | 1 | 0 | 0.13 | 0 | 0.35148 | 0 | 1 | 1 | 1 | 1 | 1 | 1
| 7324 | 1 | 1 | 1 | 1 | 1 | 0 | 0.095 | 0 | 0.35148 | 0 | 1 | 1 | 1 | 1 | 1 | 1
| 7325 | 1 | 1 | 1 | 1 | 1 | 0 | 0.066 | 0 | 0.35148 | 0 | 1 | 1 | 1 | 1 | 1 | 1
| 7326 | 1 | 1 | 1 | 1 | 1 | 0 | 0.042 | 0 | 0.35148 | 0 | 1 | 1 | 1 | 1 | 1 | 1
| 7327 | 1 | 1 | 1 | 1 | 1 | 0.002 | 0.025 | 0 | 0.35148 | 0 | 1 | 1 | 1 | 1 | 1 | 1
| 7328 | 1 | 1 | 1 | 1 | 1 | 0.089 | 0.01 | 0 | 0.35148 | 0 | 1 | 1 | 1 | 1 | 1 | 1
| 7329 | 1 | 1 | 1 | 1 | 1 | 0.251 | 0.011 | 0 | 0.35148 | 0 | 1 | 1 | 1 | 1 | 1 | 1
| 7330 | 1 | 1 | 1 | 1 | 1 | 0.406 | 0.025 | 0 | 0.35148 | 0 | 1 | 1 | 1 | 1 | 1 | 1
| 7331 | 1 | 1 | 1 | 1 | 1 | 0.517 | 0.054 | 0 | 0.35148 | 0 | 1 | 1 | 1 | 1 | 1 | 1
| 7332 | 1 | 1 | 1 | 1 | 1 | 0.58 | 0.092 | 0 | 0.35148 | 0 | 1 | 1 | 1 | 1 | 1 | 1
| 7333 | 1 | 1 | 1 | 1 | 1 | 0.596 | 0.124 | 0 | 0.35148 | 0 | 1 | 1 | 1 | 1 | 1 | 1
| 7334 | 1 | 1 | 1 | 1 | 1 | 0.556 | 0.154 | 0 | 0.35148 | 0 | 1 | 1 | 1 | 1 | 1 | 1
| 7335 | 1 | 1 | 1 | 1 | 1 | 0.483 | 0.189 | 0 | 0.35148 | 0 | 1 | 1 | 1 | 1 | 1 | 1
| 7336 | 1 | 1 | 1 | 1 | 1 | 0.369 | 0.226 | 0 | 0.35148 | 0 | 1 | 1 | 1 | 1 | 1 | 1
| 7337 | 1 | 1 | 1 | 1 | 1 | 0.225 | 0.259 | 0 | 0.35148 | 0 | 1 | 1 | 1 | 1 | 1 | 1
| 7338 | 1 | 1 | 1 | 1 | 1 | 0.079 | 0.312 | 0 | 0.35148 | 0 | 1 | 1 | 1 | 1 | 1 | 1
| 7339 | 1 | 1 | 1 | 1 | 1 | 0.005 | 0.381 | 0 | 0.35148 | 0 | 1 | 1 | 1 | 1 | 1 | 1
| 7340 | 1 | 1 | 1 | 1 | 1 | 0 | 0.442 | 0 | 0.35148 | 0 | 1 | 1 | 1 | 1 | 1 | 1
| 7341 | 1 | 1 | 1 | 1 | 1 | 0 | 0.417 | 0 | 0.35148 | 0 | 1 | 1 | 1 | 1 | 1 | 1
| 7342 | 1 | 1 | 1 | 1 | 1 | 0 | 0.367 | 0 | 0.35148 | 0 | 1 | 1 | 1 | 1 | 1 | 1
| 7343 | 1 | 1 | 1 | 1 | 1 | 0 | 0.311 | 0 | 0.35148 | 0 | 1 | 1 | 1 | 1 | 1 | 1
| 7344 | 1 | 1 | 1 | 1 | 1 | 0 | 0.259 | 0 | 0.35148 | 0 | 1 | 1 | 1 | 1 | 1 | 1
| 7345 | 1 | 1 | 1 | 1 | 1 | 0 | 0.211 | 0 | 0.35148 | 0 | 1 | 1 | 1 | 1 | 1 | 1
| 7346 | 1 | 1 | 1 | 1 | 1 | 0 | 0.175 | 0 | 0.35148 | 0 | 1 | 1 | 1 | 1 | 1 | 1
| 7347 | 1 | 1 | 1 | 1 | 1 | 0 | 0.171 | 0 | 0.35148 | 0 | 1 | 1 | 1 | 1 | 1 | 1
| 7348 | 1 | 1 | 1 | 1 | 1 | 0 | 0.137 | 0 | 0.35148 | 0 | 1 | 1 | 1 | 1 | 1 | 1
| 7349 | 1 | 1 | 1 | 1 | 1 | 0 | 0.138 | 0 | 0.35148 | 0 | 1 | 1 | 1 | 1 | 1 | 1
| 7350 | 1 | 1 | 1 | 1 | 1 | 0 | 0.168 | 0 | 0.35148 | 0 | 1 | 1 | 1 | 1 | 1 | 1
| 7351 | 1 | 1 | 1 | 1 | 1 | 0.002 | 0.16 | 0 | 0.35148 | 0 | 1 | 1 | 1 | 1 | 1 | 1
| 7352 | 1 | 1 | 1 | 1 | 1 | 0.09 | 0.117 | 0 | 0.35148 | 0 | 1 | 1 | 1 | 1 | 1 | 1
| 7353 | 1 | 1 | 1 | 1 | 1 | 0.238 | 0.074 | 0 | 0.35148 | 0 | 1 | 1 | 1 | 1 | 1 | 1
| 7354 | 1 | 1 | 1 | 1 | 1 | 0.404 | 0.051 | 0 | 0.35148 | 0 | 1 | 1 | 1 | 1 | 1 | 1
| 7355 | 1 | 1 | 1 | 1 | 1 | 0.518 | 0.041 | 0 | 0.35148 | 0 | 1 | 1 | 1 | 1 | 1 | 1
| 7356 | 1 | 1 | 1 | 1 | 1 | 0.572 | 0.042 | 0 | 0.35148 | 0 | 1 | 1 | 1 | 1 | 1 | 1
| 7357 | 1 | 1 | 1 | 1 | 1 | 0.568 | 0.049 | 0 | 0.35148 | 0 | 1 | 1 | 1 | 1 | 1 | 1
| 7358 | 1 | 1 | 1 | 1 | 1 | 0.548 | 0.064 | 0 | 0.35148 | 0 | 1 | 1 | 1 | 1 | 1 | 1
| 7359 | 1 | 1 | 1 | 1 | 1 | 0.468 | 0.088 | 0 | 0.35148 | 0 | 1 | 1 | 1 | 1 | 1 | 1
| 7360 | 1 | 1 | 1 | 1 | 1 | 0.358 | 0.124 | 0 | 0.35148 | 0 | 1 | 1 | 1 | 1 | 1 | 1
| 7361 | 1 | 1 | 1 | 1 | 1 | 0.222 | 0.176 | 0 | 0.35148 | 0 | 1 | 1 | 1 | 1 | 1 | 1
| 7362 | 1 | 1 | 1 | 1 | 1 | 0.082 | 0.261 | 0 | 0.35148 | 0 | 1 | 1 | 1 | 1 | 1 | 1
| 7363 | 1 | 1 | 1 | 1 | 1 | 0.004 | 0.364 | 0 | 0.35148 | 0 | 1 | 1 | 1 | 1 | 1 | 1
| 7364 | 1 | 1 | 1 | 1 | 1 | 0 | 0.451 | 0 | 0.35148 | 0 | 1 | 1 | 1 | 1 | 1 | 1
| 7365 | 1 | 1 | 1 | 1 | 1 | 0 | 0.458 | 0 | 0.35148 | 0 | 1 | 1 | 1 | 1 | 1 | 1
| 7366 | 1 | 1 | 1 | 1 | 1 | 0 | 0.435 | 0 | 0.35148 | 0 | 1 | 1 | 1 | 1 | 1 | 1
| 7367 | 1 | 1 | 1 | 1 | 1 | 0 | 0.41 | 0 | 0.35148 | 0 | 1 | 1 | 1 | 1 | 1 | 1
| 7368 | 1 | 1 | 1 | 1 | 1 | 0 | 0.355 | 0 | 0.35148 | 0 | 1 | 1 | 1 | 1 | 1 | 1
| 7369 | 1 | 1 | 1 | 1 | 1 | 0 | 0.279 | 0 | 0.35148 | 0 | 1 | 1 | 1 | 1 | 1 | 1
| 7370 | 1 | 1 | 1 | 1 | 1 | 0 | 0.25 | 0 | 0.35148 | 0 | 1 | 1 | 1 | 1 | 1 | 1
| 7371 | 1 | 1 | 1 | 1 | 1 | 0 | 0.291 | 0 | 0.35148 | 0 | 1 | 1 | 1 | 1 | 1 | 1
| 7372 | 1 | 1 | 1 | 1 | 1 | 0 | 0.286 | 0 | 0.35148 | 0 | 1 | 1 | 1 | 1 | 1 | 1
| 7373 | 1 | 1 | 1 | 1 | 1 | 0 | 0.254 | 0 | 0.35148 | 0 | 1 | 1 | 1 | 1 | 1 | 1
| 7374 | 1 | 1 | 1 | 1 | 1 | 0 | 0.231 | 0 | 0.35148 | 0 | 1 | 1 | 1 | 1 | 1 | 1
| 7375 | 1 | 1 | 1 | 1 | 1 | 0.002 | 0.202 | 0 | 0.35148 | 0 | 1 | 1 | 1 | 1 | 1 | 1
| 7376 | 1 | 1 | 1 | 1 | 1 | 0.087 | 0.144 | 0 | 0.35148 | 0 | 1 | 1 | 1 | 1 | 1 | 1
| 7377 | 1 | 1 | 1 | 1 | 1 | 0.253 | 0.102 | 0 | 0.35148 | 0 | 1 | 1 | 1 | 1 | 1 | 1
| 7378 | 1 | 1 | 1 | 1 | 1 | 0.407 | 0.082 | 0 | 0.35148 | 0 | 1 | 1 | 1 | 1 | 1 | 1
| 7379 | 1 | 1 | 1 | 1 | 1 | 0.515 | 0.077 | 0 | 0.35148 | 0 | 1 | 1 | 1 | 1 | 1 | 1
| 7380 | 1 | 1 | 1 | 1 | 1 | 0.577 | 0.08 | 0 | 0.35148 | 0 | 1 | 1 | 1 | 1 | 1 | 1
| 7381 | 1 | 1 | 1 | 1 | 1 | 0.601 | 0.095 | 0 | 0.35148 | 0 | 1 | 1 | 1 | 1 | 1 | 1
| 7382 | 1 | 1 | 1 | 1 | 1 | 0.569 | 0.117 | 0 | 0.35148 | 0 | 1 | 1 | 1 | 1 | 1 | 1
| 7383 | 1 | 1 | 1 | 1 | 1 | 0.504 | 0.146 | 0 | 0.35148 | 0 | 1 | 1 | 1 | 1 | 1 | 1
| 7384 | 1 | 1 | 1 | 1 | 1 | 0.386 | 0.186 | 0 | 0.35148 | 0 | 1 | 1 | 1 | 1 | 1 | 1
| 7385 | 1 | 1 | 1 | 1 | 1 | 0.229 | 0.23 | 0 | 0.35148 | 0 | 1 | 1 | 1 | 1 | 1 | 1
| 7386 | 1 | 1 | 1 | 1 | 1 | 0.064 | 0.285 | 0 | 0.35148 | 0 | 1 | 1 | 1 | 1 | 1 | 1
| 7387 | 1 | 1 | 1 | 1 | 1 | 0.004 | 0.398 | 0 | 0.35148 | 0 | 1 | 1 | 1 | 1 | 1 | 1
| 7388 | 1 | 1 | 1 | 1 | 1 | 0 | 0.51 | 0 | 0.35148 | 0 | 1 | 1 | 1 | 1 | 1 | 1
| 7389 | 1 | 1 | 1 | 1 | 1 | 0 | 0.51 | 0 | 0.35148 | 0 | 1 | 1 | 1 | 1 | 1 | 1
| 7390 | 1 | 1 | 1 | 1 | 1 | 0 | 0.498 | 0 | 0.35148 | 0 | 1 | 1 | 1 | 1 | 1 | 1
| 7391 | 1 | 1 | 1 | 1 | 1 | 0 | 0.483 | 0 | 0.35148 | 0 | 1 | 1 | 1 | 1 | 1 | 1
| 7392 | 1 | 1 | 1 | 1 | 1 | 0 | 0.401 | 0 | 0.35148 | 0 | 1 | 1 | 1 | 1 | 1 | 1
| 7393 | 1 | 1 | 1 | 1 | 1 | 0 | 0.314 | 0 | 0.35148 | 0 | 1 | 1 | 1 | 1 | 1 | 1
| 7394 | 1 | 1 | 1 | 1 | 1 | 0 | 0.243 | 0 | 0.35148 | 0 | 1 | 1 | 1 | 1 | 1 | 1
| 7395 | 1 | 1 | 1 | 1 | 1 | 0 | 0.233 | 0 | 0.35148 | 0 | 1 | 1 | 1 | 1 | 1 | 1
| 7396 | 1 | 1 | 1 | 1 | 1 | 0 | 0.232 | 0 | 0.35148 | 0 | 1 | 1 | 1 | 1 | 1 | 1
| 7397 | 1 | 1 | 1 | 1 | 1 | 0 | 0.22 | 0 | 0.35148 | 0 | 1 | 1 | 1 | 1 | 1 | 1
| 7398 | 1 | 1 | 1 | 1 | 1 | 0 | 0.192 | 0 | 0.35148 | 0 | 1 | 1 | 1 | 1 | 1 | 1
| 7399 | 1 | 1 | 1 | 1 | 1 | 0.002 | 0.159 | 0 | 0.35148 | 0 | 1 | 1 | 1 | 1 | 1 | 1
| 7400 | 1 | 1 | 1 | 1 | 1 | 0.085 | 0.121 | 0 | 0.35148 | 0 | 1 | 1 | 1 | 1 | 1 | 1
| 7401 | 1 | 1 | 1 | 1 | 1 | 0.247 | 0.098 | 0 | 0.35148 | 0 | 1 | 1 | 1 | 1 | 1 | 1
| 7402 | 1 | 1 | 1 | 1 | 1 | 0.41 | 0.094 | 0 | 0.35148 | 0 | 1 | 1 | 1 | 1 | 1 | 1
| 7403 | 1 | 1 | 1 | 1 | 1 | 0.523 | 0.099 | 0 | 0.35148 | 0 | 1 | 1 | 1 | 1 | 1 | 1
| 7404 | 1 | 1 | 1 | 1 | 1 | 0.589 | 0.102 | 0 | 0.35148 | 0 | 1 | 1 | 1 | 1 | 1 | 1
| 7405 | 1 | 1 | 1 | 1 | 1 | 0.608 | 0.098 | 0 | 0.35148 | 0 | 1 | 1 | 1 | 1 | 1 | 1
| 7406 | 1 | 1 | 1 | 1 | 1 | 0.582 | 0.093 | 0 | 0.35148 | 0 | 1 | 1 | 1 | 1 | 1 | 1
| 7407 | 1 | 1 | 1 | 1 | 1 | 0.51 | 0.1 | 0 | 0.35148 | 0 | 1 | 1 | 1 | 1 | 1 | 1
| 7408 | 1 | 1 | 1 | 1 | 1 | 0.39 | 0.119 | 0 | 0.35148 | 0 | 1 | 1 | 1 | 1 | 1 | 1
| 7409 | 1 | 1 | 1 | 1 | 1 | 0.225 | 0.16 | 0 | 0.35148 | 0 | 1 | 1 | 1 | 1 | 1 | 1
| 7410 | 1 | 1 | 1 | 1 | 1 | 0.071 | 0.237 | 0 | 0.35148 | 0 | 1 | 1 | 1 | 1 | 1 | 1
| 7411 | 1 | 1 | 1 | 1 | 1 | 0.004 | 0.377 | 0 | 0.35148 | 0 | 1 | 1 | 1 | 1 | 1 | 1
| 7412 | 1 | 1 | 1 | 1 | 1 | 0 | 0.494 | 0 | 0.35148 | 0 | 1 | 1 | 1 | 1 | 1 | 1
| 7413 | 1 | 1 | 1 | 1 | 1 | 0 | 0.479 | 0 | 0.35148 | 0 | 1 | 1 | 1 | 1 | 1 | 1
| 7414 | 1 | 1 | 1 | 1 | 1 | 0 | 0.425 | 0 | 0.35148 | 0 | 1 | 1 | 1 | 1 | 1 | 1
| 7415 | 1 | 1 | 1 | 1 | 1 | 0 | 0.367 | 0 | 0.35148 | 0 | 1 | 1 | 1 | 1 | 1 | 1
| 7416 | 1 | 1 | 1 | 1 | 1 | 0 | 0.272 | 0 | 0.35148 | 0 | 1 | 1 | 1 | 1 | 1 | 1
| 7417 | 1 | 1 | 1 | 1 | 1 | 0 | 0.17 | 0 | 0.35148 | 0 | 1 | 1 | 1 | 1 | 1 | 1
| 7418 | 1 | 1 | 1 | 1 | 1 | 0 | 0.148 | 0 | 0.35148 | 0 | 1 | 1 | 1 | 1 | 1 | 1
| 7419 | 1 | 1 | 1 | 1 | 1 | 0 | 0.157 | 0 | 0.35148 | 0 | 1 | 1 | 1 | 1 | 1 | 1
| 7420 | 1 | 1 | 1 | 1 | 1 | 0 | 0.167 | 0 | 0.35148 | 0 | 1 | 1 | 1 | 1 | 1 | 1
| 7421 | 1 | 1 | 1 | 1 | 1 | 0 | 0.156 | 0 | 0.35148 | 0 | 1 | 1 | 1 | 1 | 1 | 1
| 7422 | 1 | 1 | 1 | 1 | 1 | 0 | 0.141 | 0 | 0.35148 | 0 | 1 | 1 | 1 | 1 | 1 | 1
| 7423 | 1 | 1 | 1 | 1 | 1 | 0.002 | 0.087 | 0 | 0.35148 | 0 | 1 | 1 | 1 | 1 | 1 | 1
| 7424 | 1 | 1 | 1 | 1 | 1 | 0.087 | 0.031 | 0 | 0.35148 | 0 | 1 | 1 | 1 | 1 | 1 | 1
| 7425 | 1 | 1 | 1 | 1 | 1 | 0.253 | 0.038 | 0 | 0.35148 | 0 | 1 | 1 | 1 | 1 | 1 | 1
| 7426 | 1 | 1 | 1 | 1 | 1 | 0.404 | 0.041 | 0 | 0.35148 | 0 | 1 | 1 | 1 | 1 | 1 | 1
| 7427 | 1 | 1 | 1 | 1 | 1 | 0.515 | 0.041 | 0 | 0.35148 | 0 | 1 | 1 | 1 | 1 | 1 | 1
| 7428 | 1 | 1 | 1 | 1 | 1 | 0.581 | 0.043 | 0 | 0.35148 | 0 | 1 | 1 | 1 | 1 | 1 | 1
| 7429 | 1 | 1 | 1 | 1 | 1 | 0.594 | 0.051 | 0 | 0.35148 | 0 | 1 | 1 | 1 | 1 | 1 | 1
| 7430 | 1 | 1 | 1 | 1 | 1 | 0.557 | 0.064 | 0 | 0.35148 | 0 | 1 | 1 | 1 | 1 | 1 | 1
| 7431 | 1 | 1 | 1 | 1 | 1 | 0.478 | 0.076 | 0 | 0.35148 | 0 | 1 | 1 | 1 | 1 | 1 | 1
| 7432 | 1 | 1 | 1 | 1 | 1 | 0.359 | 0.099 | 0 | 0.35148 | 0 | 1 | 1 | 1 | 1 | 1 | 1
| 7433 | 1 | 1 | 1 | 1 | 1 | 0.212 | 0.133 | 0 | 0.35148 | 0 | 1 | 1 | 1 | 1 | 1 | 1
| 7434 | 1 | 1 | 1 | 1 | 1 | 0.075 | 0.186 | 0 | 0.35148 | 0 | 1 | 1 | 1 | 1 | 1 | 1
| 7435 | 1 | 1 | 1 | 1 | 1 | 0.005 | 0.314 | 0 | 0.35148 | 0 | 1 | 1 | 1 | 1 | 1 | 1
| 7436 | 1 | 1 | 1 | 1 | 1 | 0 | 0.465 | 0 | 0.35148 | 0 | 1 | 1 | 1 | 1 | 1 | 1
| 7437 | 1 | 1 | 1 | 1 | 1 | 0 | 0.523 | 0 | 0.35148 | 0 | 1 | 1 | 1 | 1 | 1 | 1
| 7438 | 1 | 1 | 1 | 1 | 1 | 0 | 0.536 | 0 | 0.35148 | 0 | 1 | 1 | 1 | 1 | 1 | 1
| 7439 | 1 | 1 | 1 | 1 | 1 | 0 | 0.413 | 0 | 0.35148 | 0 | 1 | 1 | 1 | 1 | 1 | 1
| 7440 | 1 | 1 | 1 | 1 | 1 | 0 | 0.34 | 0 | 0.35148 | 0 | 1 | 1 | 1 | 1 | 1 | 1
| 7441 | 1 | 1 | 1 | 1 | 1 | 0 | 0.315 | 0 | 0.35148 | 0 | 1 | 1 | 1 | 1 | 1 | 1
| 7442 | 1 | 1 | 1 | 1 | 1 | 0 | 0.291 | 0 | 0.35148 | 0 | 1 | 1 | 1 | 1 | 1 | 1
| 7443 | 1 | 1 | 1 | 1 | 1 | 0 | 0.272 | 0 | 0.35148 | 0 | 1 | 1 | 1 | 1 | 1 | 1
| 7444 | 1 | 1 | 1 | 1 | 1 | 0 | 0.259 | 0 | 0.35148 | 0 | 1 | 1 | 1 | 1 | 1 | 1
| 7445 | 1 | 1 | 1 | 1 | 1 | 0 | 0.258 | 0 | 0.35148 | 0 | 1 | 1 | 1 | 1 | 1 | 1
| 7446 | 1 | 1 | 1 | 1 | 1 | 0 | 0.218 | 0 | 0.35148 | 0 | 1 | 1 | 1 | 1 | 1 | 1
| 7447 | 1 | 1 | 1 | 1 | 1 | 0.002 | 0.164 | 0 | 0.35148 | 0 | 1 | 1 | 1 | 1 | 1 | 1
| 7448 | 1 | 1 | 1 | 1 | 1 | 0.084 | 0.137 | 0 | 0.35148 | 0 | 1 | 1 | 1 | 1 | 1 | 1
| 7449 | 1 | 1 | 1 | 1 | 1 | 0.248 | 0.132 | 0 | 0.35148 | 0 | 1 | 1 | 1 | 1 | 1 | 1
| 7450 | 1 | 1 | 1 | 1 | 1 | 0.401 | 0.126 | 0 | 0.35148 | 0 | 1 | 1 | 1 | 1 | 1 | 1
| 7451 | 1 | 1 | 1 | 1 | 1 | 0.514 | 0.125 | 0 | 0.35148 | 0 | 1 | 1 | 1 | 1 | 1 | 1
| 7452 | 1 | 1 | 1 | 1 | 1 | 0.579 | 0.137 | 0 | 0.35148 | 0 | 1 | 1 | 1 | 1 | 1 | 1
| 7453 | 1 | 1 | 1 | 1 | 1 | 0.597 | 0.155 | 0 | 0.35148 | 0 | 1 | 1 | 1 | 1 | 1 | 1
| 7454 | 1 | 1 | 1 | 1 | 1 | 0.574 | 0.188 | 0 | 0.35148 | 0 | 1 | 1 | 1 | 1 | 1 | 1
| 7455 | 1 | 1 | 1 | 1 | 1 | 0.501 | 0.232 | 0 | 0.35148 | 0 | 1 | 1 | 1 | 1 | 1 | 1
| 7456 | 1 | 1 | 1 | 1 | 1 | 0.379 | 0.272 | 0 | 0.35148 | 0 | 1 | 1 | 1 | 1 | 1 | 1
| 7457 | 1 | 1 | 1 | 1 | 1 | 0.222 | 0.306 | 0 | 0.35148 | 0 | 1 | 1 | 1 | 1 | 1 | 1
| 7458 | 1 | 1 | 1 | 1 | 1 | 0.056 | 0.343 | 0 | 0.35148 | 0 | 1 | 1 | 1 | 1 | 1 | 1
| 7459 | 1 | 1 | 1 | 1 | 1 | 0.004 | 0.386 | 0 | 0.35148 | 0 | 1 | 1 | 1 | 1 | 1 | 1
| 7460 | 1 | 1 | 1 | 1 | 1 | 0 | 0.422 | 0 | 0.35148 | 0 | 1 | 1 | 1 | 1 | 1 | 1
| 7461 | 1 | 1 | 1 | 1 | 1 | 0 | 0.386 | 0 | 0.35148 | 0 | 1 | 1 | 1 | 1 | 1 | 1
| 7462 | 1 | 1 | 1 | 1 | 1 | 0 | 0.375 | 0 | 0.35148 | 0 | 1 | 1 | 1 | 1 | 1 | 1
| 7463 | 1 | 1 | 1 | 1 | 1 | 0 | 0.318 | 0 | 0.35148 | 0 | 1 | 1 | 1 | 1 | 1 | 1
| 7464 | 1 | 1 | 1 | 1 | 1 | 0 | 0.303 | 0 | 0.35148 | 0 | 1 | 1 | 1 | 1 | 1 | 1
| 7465 | 1 | 1 | 1 | 1 | 1 | 0 | 0.285 | 0 | 0.35148 | 0 | 1 | 1 | 1 | 1 | 1 | 1
| 7466 | 1 | 1 | 1 | 1 | 1 | 0 | 0.297 | 0 | 0.35148 | 0 | 1 | 1 | 1 | 1 | 1 | 1
| 7467 | 1 | 1 | 1 | 1 | 1 | 0 | 0.291 | 0 | 0.35148 | 0 | 1 | 1 | 1 | 1 | 1 | 1
| 7468 | 1 | 1 | 1 | 1 | 1 | 0 | 0.283 | 0 | 0.35148 | 0 | 1 | 1 | 1 | 1 | 1 | 1
| 7469 | 1 | 1 | 1 | 1 | 1 | 0 | 0.239 | 0 | 0.35148 | 0 | 1 | 1 | 1 | 1 | 1 | 1
| 7470 | 1 | 1 | 1 | 1 | 1 | 0 | 0.199 | 0 | 0.35148 | 0 | 1 | 1 | 1 | 1 | 1 | 1
| 7471 | 1 | 1 | 1 | 1 | 1 | 0.002 | 0.184 | 0 | 0.35148 | 0 | 1 | 1 | 1 | 1 | 1 | 1
| 7472 | 1 | 1 | 1 | 1 | 1 | 0.08 | 0.194 | 0 | 0.35148 | 0 | 1 | 1 | 1 | 1 | 1 | 1
| 7473 | 1 | 1 | 1 | 1 | 1 | 0.244 | 0.163 | 0 | 0.35148 | 0 | 1 | 1 | 1 | 1 | 1 | 1
| 7474 | 1 | 1 | 1 | 1 | 1 | 0.399 | 0.153 | 0 | 0.35148 | 0 | 1 | 1 | 1 | 1 | 1 | 1
| 7475 | 1 | 1 | 1 | 1 | 1 | 0.513 | 0.174 | 0 | 0.35148 | 0 | 1 | 1 | 1 | 1 | 1 | 1
| 7476 | 1 | 1 | 1 | 1 | 1 | 0.579 | 0.208 | 0 | 0.35148 | 0 | 1 | 1 | 1 | 1 | 1 | 1
| 7477 | 1 | 1 | 1 | 1 | 1 | 0.599 | 0.22 | 0 | 0.35148 | 0 | 1 | 1 | 1 | 1 | 1 | 1
| 7478 | 1 | 1 | 1 | 1 | 1 | 0.573 | 0.227 | 0 | 0.35148 | 0 | 1 | 1 | 1 | 1 | 1 | 1
| 7479 | 1 | 1 | 1 | 1 | 1 | 0.502 | 0.249 | 0 | 0.35148 | 0 | 1 | 1 | 1 | 1 | 1 | 1
| 7480 | 1 | 1 | 1 | 1 | 1 | 0.385 | 0.282 | 0 | 0.35148 | 0 | 1 | 1 | 1 | 1 | 1 | 1
| 7481 | 1 | 1 | 1 | 1 | 1 | 0.225 | 0.32 | 0 | 0.35148 | 0 | 1 | 1 | 1 | 1 | 1 | 1
| 7482 | 1 | 1 | 1 | 1 | 1 | 0.045 | 0.357 | 0 | 0.35148 | 0 | 1 | 1 | 1 | 1 | 1 | 1
| 7483 | 1 | 1 | 1 | 1 | 1 | 0.005 | 0.421 | 0 | 0.35148 | 0 | 1 | 1 | 1 | 1 | 1 | 1
| 7484 | 1 | 1 | 1 | 1 | 1 | 0 | 0.525 | 0 | 0.35148 | 0 | 1 | 1 | 1 | 1 | 1 | 1
| 7485 | 1 | 1 | 1 | 1 | 1 | 0 | 0.566 | 0 | 0.35148 | 0 | 1 | 1 | 1 | 1 | 1 | 1
| 7486 | 1 | 1 | 1 | 1 | 1 | 0 | 0.561 | 0 | 0.35148 | 0 | 1 | 1 | 1 | 1 | 1 | 1
| 7487 | 1 | 1 | 1 | 1 | 1 | 0 | 0.505 | 0 | 0.35148 | 0 | 1 | 1 | 1 | 1 | 1 | 1
| 7488 | 1 | 1 | 1 | 1 | 1 | 0 | 0.424 | 0 | 0.35148 | 0 | 1 | 1 | 1 | 1 | 1 | 1
| 7489 | 1 | 1 | 1 | 1 | 1 | 0 | 0.325 | 0 | 0.35148 | 0 | 1 | 1 | 1 | 1 | 1 | 1
| 7490 | 1 | 1 | 1 | 1 | 1 | 0 | 0.255 | 0 | 0.35148 | 0 | 1 | 1 | 1 | 1 | 1 | 1
| 7491 | 1 | 1 | 1 | 1 | 1 | 0 | 0.203 | 0 | 0.35148 | 0 | 1 | 1 | 1 | 1 | 1 | 1
| 7492 | 1 | 1 | 1 | 1 | 1 | 0 | 0.162 | 0 | 0.35148 | 0 | 1 | 1 | 1 | 1 | 1 | 1
| 7493 | 1 | 1 | 1 | 1 | 1 | 0 | 0.154 | 0 | 0.35148 | 0 | 1 | 1 | 1 | 1 | 1 | 1
| 7494 | 1 | 1 | 1 | 1 | 1 | 0 | 0.137 | 0 | 0.35148 | 0 | 1 | 1 | 1 | 1 | 1 | 1
| 7495 | 1 | 1 | 1 | 1 | 1 | 0.002 | 0.115 | 0 | 0.35148 | 0 | 1 | 1 | 1 | 1 | 1 | 1
| 7496 | 1 | 1 | 1 | 1 | 1 | 0.087 | 0.086 | 0 | 0.35148 | 0 | 1 | 1 | 1 | 1 | 1 | 1
| 7497 | 1 | 1 | 1 | 1 | 1 | 0.234 | 0.125 | 0 | 0.35148 | 0 | 1 | 1 | 1 | 1 | 1 | 1
| 7498 | 1 | 1 | 1 | 1 | 1 | 0.357 | 0.209 | 0 | 0.35148 | 0 | 1 | 1 | 1 | 1 | 1 | 1
| 7499 | 1 | 1 | 1 | 1 | 1 | 0.464 | 0.253 | 0 | 0.35148 | 0 | 1 | 1 | 1 | 1 | 1 | 1
| 7500 | 1 | 1 | 1 | 1 | 1 | 0.539 | 0.268 | 0 | 0.35148 | 0 | 1 | 1 | 1 | 1 | 1 | 1
| 7501 | 1 | 1 | 1 | 1 | 1 | 0.54 | 0.271 | 0 | 0.35148 | 0 | 1 | 1 | 1 | 1 | 1 | 1
| 7502 | 1 | 1 | 1 | 1 | 1 | 0.516 | 0.284 | 0 | 0.35148 | 0 | 1 | 1 | 1 | 1 | 1 | 1
| 7503 | 1 | 1 | 1 | 1 | 1 | 0.428 | 0.311 | 0 | 0.35148 | 0 | 1 | 1 | 1 | 1 | 1 | 1
| 7504 | 1 | 1 | 1 | 1 | 1 | 0.338 | 0.332 | 0 | 0.35148 | 0 | 1 | 1 | 1 | 1 | 1 | 1
| 7505 | 1 | 1 | 1 | 1 | 1 | 0.204 | 0.347 | 0 | 0.35148 | 0 | 1 | 1 | 1 | 1 | 1 | 1
| 7506 | 1 | 1 | 1 | 1 | 1 | 0.081 | 0.345 | 0 | 0.35148 | 0 | 1 | 1 | 1 | 1 | 1 | 1
| 7507 | 1 | 1 | 1 | 1 | 1 | 0.004 | 0.317 | 0 | 0.35148 | 0 | 1 | 1 | 1 | 1 | 1 | 1
| 7508 | 1 | 1 | 1 | 1 | 1 | 0 | 0.356 | 0 | 0.35148 | 0 | 1 | 1 | 1 | 1 | 1 | 1
| 7509 | 1 | 1 | 1 | 1 | 1 | 0 | 0.352 | 0 | 0.35148 | 0 | 1 | 1 | 1 | 1 | 1 | 1
| 7510 | 1 | 1 | 1 | 1 | 1 | 0 | 0.355 | 0 | 0.35148 | 0 | 1 | 1 | 1 | 1 | 1 | 1
| 7511 | 1 | 1 | 1 | 1 | 1 | 0 | 0.361 | 0 | 0.35148 | 0 | 1 | 1 | 1 | 1 | 1 | 1
| 7512 | 1 | 1 | 1 | 1 | 1 | 0 | 0.336 | 0 | 0.35148 | 0 | 1 | 1 | 1 | 1 | 1 | 1
| 7513 | 1 | 1 | 1 | 1 | 1 | 0 | 0.289 | 0 | 0.35148 | 0 | 1 | 1 | 1 | 1 | 1 | 1
| 7514 | 1 | 1 | 1 | 1 | 1 | 0 | 0.264 | 0 | 0.35148 | 0 | 1 | 1 | 1 | 1 | 1 | 1
| 7515 | 1 | 1 | 1 | 1 | 1 | 0 | 0.274 | 0 | 0.35148 | 0 | 1 | 1 | 1 | 1 | 1 | 1
| 7516 | 1 | 1 | 1 | 1 | 1 | 0 | 0.274 | 0 | 0.35148 | 0 | 1 | 1 | 1 | 1 | 1 | 1
| 7517 | 1 | 1 | 1 | 1 | 1 | 0 | 0.272 | 0 | 0.35148 | 0 | 1 | 1 | 1 | 1 | 1 | 1
| 7518 | 1 | 1 | 1 | 1 | 1 | 0 | 0.261 | 0 | 0.35148 | 0 | 1 | 1 | 1 | 1 | 1 | 1
| 7519 | 1 | 1 | 1 | 1 | 1 | 0.002 | 0.229 | 0 | 0.35148 | 0 | 1 | 1 | 1 | 1 | 1 | 1
| 7520 | 1 | 1 | 1 | 1 | 1 | 0.081 | 0.158 | 0 | 0.35148 | 0 | 1 | 1 | 1 | 1 | 1 | 1
| 7521 | 1 | 1 | 1 | 1 | 1 | 0.241 | 0.156 | 0 | 0.35148 | 0 | 1 | 1 | 1 | 1 | 1 | 1
| 7522 | 1 | 1 | 1 | 1 | 1 | 0.392 | 0.204 | 0 | 0.35148 | 0 | 1 | 1 | 1 | 1 | 1 | 1
| 7523 | 1 | 1 | 1 | 1 | 1 | 0.496 | 0.231 | 0 | 0.35148 | 0 | 1 | 1 | 1 | 1 | 1 | 1
| 7524 | 1 | 1 | 1 | 1 | 1 | 0.561 | 0.233 | 0 | 0.35148 | 0 | 1 | 1 | 1 | 1 | 1 | 1
| 7525 | 1 | 1 | 1 | 1 | 1 | 0.576 | 0.227 | 0 | 0.35148 | 0 | 1 | 1 | 1 | 1 | 1 | 1
| 7526 | 1 | 1 | 1 | 1 | 1 | 0.553 | 0.24 | 0 | 0.35148 | 0 | 1 | 1 | 1 | 1 | 1 | 1
| 7527 | 1 | 1 | 1 | 1 | 1 | 0.485 | 0.264 | 0 | 0.35148 | 0 | 1 | 1 | 1 | 1 | 1 | 1
| 7528 | 1 | 1 | 1 | 1 | 1 | 0.369 | 0.301 | 0 | 0.35148 | 0 | 1 | 1 | 1 | 1 | 1 | 1
| 7529 | 1 | 1 | 1 | 1 | 1 | 0.216 | 0.348 | 0 | 0.35148 | 0 | 1 | 1 | 1 | 1 | 1 | 1
| 7530 | 1 | 1 | 1 | 1 | 1 | 0.053 | 0.425 | 0 | 0.35148 | 0 | 1 | 1 | 1 | 1 | 1 | 1
| 7531 | 1 | 1 | 1 | 1 | 1 | 0.005 | 0.472 | 0 | 0.35148 | 0 | 1 | 1 | 1 | 1 | 1 | 1
| 7532 | 1 | 1 | 1 | 1 | 1 | 0 | 0.514 | 0 | 0.35148 | 0 | 1 | 1 | 1 | 1 | 1 | 1
| 7533 | 1 | 1 | 1 | 1 | 1 | 0 | 0.529 | 0 | 0.35148 | 0 | 1 | 1 | 1 | 1 | 1 | 1
| 7534 | 1 | 1 | 1 | 1 | 1 | 0 | 0.536 | 0 | 0.35148 | 0 | 1 | 1 | 1 | 1 | 1 | 1
| 7535 | 1 | 1 | 1 | 1 | 1 | 0 | 0.524 | 0 | 0.35148 | 0 | 1 | 1 | 1 | 1 | 1 | 1
| 7536 | 1 | 1 | 1 | 1 | 1 | 0 | 0.62 | 0 | 0.35148 | 0 | 1 | 1 | 1 | 1 | 1 | 1
| 7537 | 1 | 1 | 1 | 1 | 1 | 0 | 0.581 | 0 | 0.35148 | 0 | 1 | 1 | 1 | 1 | 1 | 1
| 7538 | 1 | 1 | 1 | 1 | 1 | 0 | 0.491 | 0 | 0.35148 | 0 | 1 | 1 | 1 | 1 | 1 | 1
| 7539 | 1 | 1 | 1 | 1 | 1 | 0 | 0.392 | 0 | 0.35148 | 0 | 1 | 1 | 1 | 1 | 1 | 1
| 7540 | 1 | 1 | 1 | 1 | 1 | 0 | 0.303 | 0 | 0.35148 | 0 | 1 | 1 | 1 | 1 | 1 | 1
| 7541 | 1 | 1 | 1 | 1 | 1 | 0 | 0.259 | 0 | 0.35148 | 0 | 1 | 1 | 1 | 1 | 1 | 1
| 7542 | 1 | 1 | 1 | 1 | 1 | 0 | 0.227 | 0 | 0.35148 | 0 | 1 | 1 | 1 | 1 | 1 | 1
| 7543 | 1 | 1 | 1 | 1 | 1 | 0.002 | 0.192 | 0 | 0.35148 | 0 | 1 | 1 | 1 | 1 | 1 | 1
| 7544 | 1 | 1 | 1 | 1 | 1 | 0.086 | 0.213 | 0 | 0.35148 | 0 | 1 | 1 | 1 | 1 | 1 | 1
| 7545 | 1 | 1 | 1 | 1 | 1 | 0.236 | 0.331 | 0 | 0.35148 | 0 | 1 | 1 | 1 | 1 | 1 | 1
| 7546 | 1 | 1 | 1 | 1 | 1 | 0.389 | 0.349 | 0 | 0.35148 | 0 | 1 | 1 | 1 | 1 | 1 | 1
| 7547 | 1 | 1 | 1 | 1 | 1 | 0.499 | 0.324 | 0 | 0.35148 | 0 | 1 | 1 | 1 | 1 | 1 | 1
| 7548 | 1 | 1 | 1 | 1 | 1 | 0.551 | 0.32 | 0 | 0.35148 | 0 | 1 | 1 | 1 | 1 | 1 | 1
| 7549 | 1 | 1 | 1 | 1 | 1 | 0.554 | 0.367 | 0 | 0.35148 | 0 | 1 | 1 | 1 | 1 | 1 | 1
| 7550 | 1 | 1 | 1 | 1 | 1 | 0.507 | 0.438 | 0 | 0.35148 | 0 | 1 | 1 | 1 | 1 | 1 | 1
| 7551 | 1 | 1 | 1 | 1 | 1 | 0.382 | 0.503 | 0 | 0.35148 | 0 | 1 | 1 | 1 | 1 | 1 | 1
| 7552 | 1 | 1 | 1 | 1 | 1 | 0.263 | 0.544 | 0 | 0.35148 | 0 | 1 | 1 | 1 | 1 | 1 | 1
| 7553 | 1 | 1 | 1 | 1 | 1 | 0.17 | 0.571 | 0 | 0.35148 | 0 | 1 | 1 | 1 | 1 | 1 | 1
| 7554 | 1 | 1 | 1 | 1 | 1 | 0.074 | 0.536 | 0 | 0.35148 | 0 | 1 | 1 | 1 | 1 | 1 | 1
| 7555 | 1 | 1 | 1 | 1 | 1 | 0.004 | 0.43 | 0 | 0.35148 | 0 | 1 | 1 | 1 | 1 | 1 | 1
| 7556 | 1 | 1 | 1 | 1 | 1 | 0 | 0.367 | 0 | 0.35148 | 0 | 1 | 1 | 1 | 1 | 1 | 1
| 7557 | 1 | 1 | 1 | 1 | 1 | 0 | 0.339 | 0 | 0.35148 | 0 | 1 | 1 | 1 | 1 | 1 | 1
| 7558 | 1 | 1 | 1 | 1 | 1 | 0 | 0.453 | 0 | 0.35148 | 0 | 1 | 1 | 1 | 1 | 1 | 1
| 7559 | 1 | 1 | 1 | 1 | 1 | 0 | 0.454 | 0 | 0.35148 | 0 | 1 | 1 | 1 | 1 | 1 | 1
| 7560 | 1 | 1 | 1 | 1 | 1 | 0 | 0.38 | 0 | 0.35148 | 0 | 1 | 1 | 1 | 1 | 1 | 1
| 7561 | 1 | 1 | 1 | 1 | 1 | 0 | 0.233 | 0 | 0.35148 | 0 | 1 | 1 | 1 | 1 | 1 | 1
| 7562 | 1 | 1 | 1 | 1 | 1 | 0 | 0.343 | 0 | 0.35148 | 0 | 1 | 1 | 1 | 1 | 1 | 1
| 7563 | 1 | 1 | 1 | 1 | 1 | 0 | 0.367 | 0 | 0.35148 | 0 | 1 | 1 | 1 | 1 | 1 | 1
| 7564 | 1 | 1 | 1 | 1 | 1 | 0 | 0.234 | 0 | 0.35148 | 0 | 1 | 1 | 1 | 1 | 1 | 1
| 7565 | 1 | 1 | 1 | 1 | 1 | 0 | 0.201 | 0 | 0.35148 | 0 | 1 | 1 | 1 | 1 | 1 | 1
| 7566 | 1 | 1 | 1 | 1 | 1 | 0 | 0.243 | 0 | 0.35148 | 0 | 1 | 1 | 1 | 1 | 1 | 1
| 7567 | 1 | 1 | 1 | 1 | 1 | 0.002 | 0.282 | 0 | 0.35148 | 0 | 1 | 1 | 1 | 1 | 1 | 1
| 7568 | 1 | 1 | 1 | 1 | 1 | 0.085 | 0.361 | 0 | 0.35148 | 0 | 1 | 1 | 1 | 1 | 1 | 1
| 7569 | 1 | 1 | 1 | 1 | 1 | 0.221 | 0.467 | 0 | 0.35148 | 0 | 1 | 1 | 1 | 1 | 1 | 1
| 7570 | 1 | 1 | 1 | 1 | 1 | 0.371 | 0.479 | 0 | 0.35148 | 0 | 1 | 1 | 1 | 1 | 1 | 1
| 7571 | 1 | 1 | 1 | 1 | 1 | 0.437 | 0.469 | 0 | 0.35148 | 0 | 1 | 1 | 1 | 1 | 1 | 1
| 7572 | 1 | 1 | 1 | 1 | 1 | 0.452 | 0.466 | 0 | 0.35148 | 0 | 1 | 1 | 1 | 1 | 1 | 1
| 7573 | 1 | 1 | 1 | 1 | 1 | 0.444 | 0.424 | 0 | 0.35148 | 0 | 1 | 1 | 1 | 1 | 1 | 1
| 7574 | 1 | 1 | 1 | 1 | 1 | 0.395 | 0.389 | 0 | 0.35148 | 0 | 1 | 1 | 1 | 1 | 1 | 1
| 7575 | 1 | 1 | 1 | 1 | 1 | 0.312 | 0.382 | 0 | 0.35148 | 0 | 1 | 1 | 1 | 1 | 1 | 1
| 7576 | 1 | 1 | 1 | 1 | 1 | 0.238 | 0.365 | 0 | 0.35148 | 0 | 1 | 1 | 1 | 1 | 1 | 1
| 7577 | 1 | 1 | 1 | 1 | 1 | 0.137 | 0.327 | 0 | 0.35148 | 0 | 1 | 1 | 1 | 1 | 1 | 1
| 7578 | 1 | 1 | 1 | 1 | 1 | 0.049 | 0.292 | 0 | 0.35148 | 0 | 1 | 1 | 1 | 1 | 1 | 1
| 7579 | 1 | 1 | 1 | 1 | 1 | 0.001 | 0.294 | 0 | 0.35148 | 0 | 1 | 1 | 1 | 1 | 1 | 1
| 7580 | 1 | 1 | 1 | 1 | 1 | 0 | 0.341 | 0 | 0.35148 | 0 | 1 | 1 | 1 | 1 | 1 | 1
| 7581 | 1 | 1 | 1 | 1 | 1 | 0 | 0.361 | 0 | 0.35148 | 0 | 1 | 1 | 1 | 1 | 1 | 1
| 7582 | 1 | 1 | 1 | 1 | 1 | 0 | 0.387 | 0 | 0.35148 | 0 | 1 | 1 | 1 | 1 | 1 | 1
| 7583 | 1 | 1 | 1 | 1 | 1 | 0 | 0.367 | 0 | 0.35148 | 0 | 1 | 1 | 1 | 1 | 1 | 1
| 7584 | 1 | 1 | 1 | 1 | 1 | 0 | 0.28 | 0 | 0.35148 | 0 | 1 | 1 | 1 | 1 | 1 | 1
| 7585 | 1 | 1 | 1 | 1 | 1 | 0 | 0.225 | 0 | 0.35148 | 0 | 1 | 1 | 1 | 1 | 1 | 1
| 7586 | 1 | 1 | 1 | 1 | 1 | 0 | 0.219 | 0 | 0.35148 | 0 | 1 | 1 | 1 | 1 | 1 | 1
| 7587 | 1 | 1 | 1 | 1 | 1 | 0 | 0.198 | 0 | 0.35148 | 0 | 1 | 1 | 1 | 1 | 1 | 1
| 7588 | 1 | 1 | 1 | 1 | 1 | 0 | 0.181 | 0 | 0.35148 | 0 | 1 | 1 | 1 | 1 | 1 | 1
| 7589 | 1 | 1 | 1 | 1 | 1 | 0 | 0.163 | 0 | 0.35148 | 0 | 1 | 1 | 1 | 1 | 1 | 1
| 7590 | 1 | 1 | 1 | 1 | 1 | 0 | 0.151 | 0 | 0.35148 | 0 | 1 | 1 | 1 | 1 | 1 | 1
| 7591 | 1 | 1 | 1 | 1 | 1 | 0.001 | 0.141 | 0 | 0.35148 | 0 | 1 | 1 | 1 | 1 | 1 | 1
| 7592 | 1 | 1 | 1 | 1 | 1 | 0.077 | 0.118 | 0 | 0.35148 | 0 | 1 | 1 | 1 | 1 | 1 | 1
| 7593 | 1 | 1 | 1 | 1 | 1 | 0.226 | 0.13 | 0 | 0.35148 | 0 | 1 | 1 | 1 | 1 | 1 | 1
| 7594 | 1 | 1 | 1 | 1 | 1 | 0.357 | 0.118 | 0 | 0.35148 | 0 | 1 | 1 | 1 | 1 | 1 | 1
| 7595 | 1 | 1 | 1 | 1 | 1 | 0.464 | 0.091 | 0 | 0.35148 | 0 | 1 | 1 | 1 | 1 | 1 | 1
| 7596 | 1 | 1 | 1 | 1 | 1 | 0.521 | 0.067 | 0 | 0.35148 | 0 | 1 | 1 | 1 | 1 | 1 | 1
| 7597 | 1 | 1 | 1 | 1 | 1 | 0.517 | 0.067 | 0 | 0.35148 | 0 | 1 | 1 | 1 | 1 | 1 | 1
| 7598 | 1 | 1 | 1 | 1 | 1 | 0.447 | 0.131 | 0 | 0.35148 | 0 | 1 | 1 | 1 | 1 | 1 | 1
| 7599 | 1 | 1 | 1 | 1 | 1 | 0.306 | 0.313 | 0 | 0.35148 | 0 | 1 | 1 | 1 | 1 | 1 | 1
| 7600 | 1 | 1 | 1 | 1 | 1 | 0.182 | 0.479 | 0 | 0.35148 | 0 | 1 | 1 | 1 | 1 | 1 | 1
| 7601 | 1 | 1 | 1 | 1 | 1 | 0.089 | 0.504 | 0 | 0.35148 | 0 | 1 | 1 | 1 | 1 | 1 | 1
| 7602 | 1 | 1 | 1 | 1 | 1 | 0.031 | 0.358 | 0 | 0.35148 | 0 | 1 | 1 | 1 | 1 | 1 | 1
| 7603 | 1 | 1 | 1 | 1 | 1 | 0 | 0.211 | 0 | 0.35148 | 0 | 1 | 1 | 1 | 1 | 1 | 1
| 7604 | 1 | 1 | 1 | 1 | 1 | 0 | 0.18 | 0 | 0.35148 | 0 | 1 | 1 | 1 | 1 | 1 | 1
| 7605 | 1 | 1 | 1 | 1 | 1 | 0 | 0.164 | 0 | 0.35148 | 0 | 1 | 1 | 1 | 1 | 1 | 1
| 7606 | 1 | 1 | 1 | 1 | 1 | 0 | 0.16 | 0 | 0.35148 | 0 | 1 | 1 | 1 | 1 | 1 | 1
| 7607 | 1 | 1 | 1 | 1 | 1 | 0 | 0.106 | 0 | 0.35148 | 0 | 1 | 1 | 1 | 1 | 1 | 1
| 7608 | 1 | 1 | 1 | 1 | 1 | 0 | 0.076 | 0 | 0.35148 | 0 | 1 | 1 | 1 | 1 | 1 | 1
| 7609 | 1 | 1 | 1 | 1 | 1 | 0 | 0.1 | 0 | 0.35148 | 0 | 1 | 1 | 1 | 1 | 1 | 1
| 7610 | 1 | 1 | 1 | 1 | 1 | 0 | 0.227 | 0 | 0.35148 | 0 | 1 | 1 | 1 | 1 | 1 | 1
| 7611 | 1 | 1 | 1 | 1 | 1 | 0 | 0.294 | 0 | 0.35148 | 0 | 1 | 1 | 1 | 1 | 1 | 1
| 7612 | 1 | 1 | 1 | 1 | 1 | 0 | 0.388 | 0 | 0.35148 | 0 | 1 | 1 | 1 | 1 | 1 | 1
| 7613 | 1 | 1 | 1 | 1 | 1 | 0 | 0.461 | 0 | 0.35148 | 0 | 1 | 1 | 1 | 1 | 1 | 1
| 7614 | 1 | 1 | 1 | 1 | 1 | 0 | 0.264 | 0 | 0.35148 | 0 | 1 | 1 | 1 | 1 | 1 | 1
| 7615 | 1 | 1 | 1 | 1 | 1 | 0 | 0.104 | 0 | 0.35148 | 0 | 1 | 1 | 1 | 1 | 1 | 1
| 7616 | 1 | 1 | 1 | 1 | 1 | 0.061 | 0.032 | 0 | 0.35148 | 0 | 1 | 1 | 1 | 1 | 1 | 1
| 7617 | 1 | 1 | 1 | 1 | 1 | 0.13 | 0.03 | 0 | 0.35148 | 0 | 1 | 1 | 1 | 1 | 1 | 1
| 7618 | 1 | 1 | 1 | 1 | 1 | 0.238 | 0.103 | 0 | 0.35148 | 0 | 1 | 1 | 1 | 1 | 1 | 1
| 7619 | 1 | 1 | 1 | 1 | 1 | 0.287 | 0.23 | 0 | 0.35148 | 0 | 1 | 1 | 1 | 1 | 1 | 1
| 7620 | 1 | 1 | 1 | 1 | 1 | 0.245 | 0.257 | 0 | 0.35148 | 0 | 1 | 1 | 1 | 1 | 1 | 1
| 7621 | 1 | 1 | 1 | 1 | 1 | 0.224 | 0.254 | 0 | 0.35148 | 0 | 1 | 1 | 1 | 1 | 1 | 1
| 7622 | 1 | 1 | 1 | 1 | 1 | 0.199 | 0.278 | 0 | 0.35148 | 0 | 1 | 1 | 1 | 1 | 1 | 1
| 7623 | 1 | 1 | 1 | 1 | 1 | 0.157 | 0.282 | 0 | 0.35148 | 0 | 1 | 1 | 1 | 1 | 1 | 1
| 7624 | 1 | 1 | 1 | 1 | 1 | 0.122 | 0.252 | 0 | 0.35148 | 0 | 1 | 1 | 1 | 1 | 1 | 1
| 7625 | 1 | 1 | 1 | 1 | 1 | 0.095 | 0.254 | 0 | 0.35148 | 0 | 1 | 1 | 1 | 1 | 1 | 1
| 7626 | 1 | 1 | 1 | 1 | 1 | 0.043 | 0.248 | 0 | 0.35148 | 0 | 1 | 1 | 1 | 1 | 1 | 1
| 7627 | 1 | 1 | 1 | 1 | 1 | 0.002 | 0.266 | 0 | 0.35148 | 0 | 1 | 1 | 1 | 1 | 1 | 1
| 7628 | 1 | 1 | 1 | 1 | 1 | 0 | 0.309 | 0 | 0.35148 | 0 | 1 | 1 | 1 | 1 | 1 | 1
| 7629 | 1 | 1 | 1 | 1 | 1 | 0 | 0.336 | 0 | 0.35148 | 0 | 1 | 1 | 1 | 1 | 1 | 1
| 7630 | 1 | 1 | 1 | 1 | 1 | 0 | 0.404 | 0 | 0.35148 | 0 | 1 | 1 | 1 | 1 | 1 | 1
| 7631 | 1 | 1 | 1 | 1 | 1 | 0 | 0.447 | 0 | 0.35148 | 0 | 1 | 1 | 1 | 1 | 1 | 1
| 7632 | 1 | 1 | 1 | 1 | 1 | 0 | 0.383 | 0 | 0.35148 | 0 | 1 | 1 | 1 | 1 | 1 | 1
| 7633 | 1 | 1 | 1 | 1 | 1 | 0 | 0.259 | 0 | 0.35148 | 0 | 1 | 1 | 1 | 1 | 1 | 1
| 7634 | 1 | 1 | 1 | 1 | 1 | 0 | 0.21 | 0 | 0.35148 | 0 | 1 | 1 | 1 | 1 | 1 | 1
| 7635 | 1 | 1 | 1 | 1 | 1 | 0 | 0.238 | 0 | 0.35148 | 0 | 1 | 1 | 1 | 1 | 1 | 1
| 7636 | 1 | 1 | 1 | 1 | 1 | 0 | 0.302 | 0 | 0.35148 | 0 | 1 | 1 | 1 | 1 | 1 | 1
| 7637 | 1 | 1 | 1 | 1 | 1 | 0 | 0.32 | 0 | 0.35148 | 0 | 1 | 1 | 1 | 1 | 1 | 1
| 7638 | 1 | 1 | 1 | 1 | 1 | 0 | 0.302 | 0 | 0.35148 | 0 | 1 | 1 | 1 | 1 | 1 | 1
| 7639 | 1 | 1 | 1 | 1 | 1 | 0.001 | 0.265 | 0 | 0.35148 | 0 | 1 | 1 | 1 | 1 | 1 | 1
| 7640 | 1 | 1 | 1 | 1 | 1 | 0.079 | 0.234 | 0 | 0.35148 | 0 | 1 | 1 | 1 | 1 | 1 | 1
| 7641 | 1 | 1 | 1 | 1 | 1 | 0.216 | 0.315 | 0 | 0.35148 | 0 | 1 | 1 | 1 | 1 | 1 | 1
| 7642 | 1 | 1 | 1 | 1 | 1 | 0.35 | 0.38 | 0 | 0.35148 | 0 | 1 | 1 | 1 | 1 | 1 | 1
| 7643 | 1 | 1 | 1 | 1 | 1 | 0.464 | 0.379 | 0 | 0.35148 | 0 | 1 | 1 | 1 | 1 | 1 | 1
| 7644 | 1 | 1 | 1 | 1 | 1 | 0.543 | 0.339 | 0 | 0.35148 | 0 | 1 | 1 | 1 | 1 | 1 | 1
| 7645 | 1 | 1 | 1 | 1 | 1 | 0.571 | 0.317 | 0 | 0.35148 | 0 | 1 | 1 | 1 | 1 | 1 | 1
| 7646 | 1 | 1 | 1 | 1 | 1 | 0.545 | 0.314 | 0 | 0.35148 | 0 | 1 | 1 | 1 | 1 | 1 | 1
| 7647 | 1 | 1 | 1 | 1 | 1 | 0.466 | 0.319 | 0 | 0.35148 | 0 | 1 | 1 | 1 | 1 | 1 | 1
| 7648 | 1 | 1 | 1 | 1 | 1 | 0.346 | 0.328 | 0 | 0.35148 | 0 | 1 | 1 | 1 | 1 | 1 | 1
| 7649 | 1 | 1 | 1 | 1 | 1 | 0.208 | 0.343 | 0 | 0.35148 | 0 | 1 | 1 | 1 | 1 | 1 | 1
| 7650 | 1 | 1 | 1 | 1 | 1 | 0.074 | 0.371 | 0 | 0.35148 | 0 | 1 | 1 | 1 | 1 | 1 | 1
| 7651 | 1 | 1 | 1 | 1 | 1 | 0.005 | 0.388 | 0 | 0.35148 | 0 | 1 | 1 | 1 | 1 | 1 | 1
| 7652 | 1 | 1 | 1 | 1 | 1 | 0 | 0.43 | 0 | 0.35148 | 0 | 1 | 1 | 1 | 1 | 1 | 1
| 7653 | 1 | 1 | 1 | 1 | 1 | 0 | 0.415 | 0 | 0.35148 | 0 | 1 | 1 | 1 | 1 | 1 | 1
| 7654 | 1 | 1 | 1 | 1 | 1 | 0 | 0.371 | 0 | 0.35148 | 0 | 1 | 1 | 1 | 1 | 1 | 1
| 7655 | 1 | 1 | 1 | 1 | 1 | 0 | 0.313 | 0 | 0.35148 | 0 | 1 | 1 | 1 | 1 | 1 | 1
| 7656 | 1 | 1 | 1 | 1 | 1 | 0 | 0.294 | 0 | 0.35148 | 0 | 1 | 1 | 1 | 1 | 1 | 1
| 7657 | 1 | 1 | 1 | 1 | 1 | 0 | 0.291 | 0 | 0.35148 | 0 | 1 | 1 | 1 | 1 | 1 | 1
| 7658 | 1 | 1 | 1 | 1 | 1 | 0 | 0.294 | 0 | 0.35148 | 0 | 1 | 1 | 1 | 1 | 1 | 1
| 7659 | 1 | 1 | 1 | 1 | 1 | 0 | 0.325 | 0 | 0.35148 | 0 | 1 | 1 | 1 | 1 | 1 | 1
| 7660 | 1 | 1 | 1 | 1 | 1 | 0 | 0.361 | 0 | 0.35148 | 0 | 1 | 1 | 1 | 1 | 1 | 1
| 7661 | 1 | 1 | 1 | 1 | 1 | 0 | 0.392 | 0 | 0.35148 | 0 | 1 | 1 | 1 | 1 | 1 | 1
| 7662 | 1 | 1 | 1 | 1 | 1 | 0 | 0.381 | 0 | 0.35148 | 0 | 1 | 1 | 1 | 1 | 1 | 1
| 7663 | 1 | 1 | 1 | 1 | 1 | 0.002 | 0.367 | 0 | 0.35148 | 0 | 1 | 1 | 1 | 1 | 1 | 1
| 7664 | 1 | 1 | 1 | 1 | 1 | 0.081 | 0.374 | 0 | 0.35148 | 0 | 1 | 1 | 1 | 1 | 1 | 1
| 7665 | 1 | 1 | 1 | 1 | 1 | 0.225 | 0.447 | 0 | 0.35148 | 0 | 1 | 1 | 1 | 1 | 1 | 1
| 7666 | 1 | 1 | 1 | 1 | 1 | 0.374 | 0.413 | 0 | 0.35148 | 0 | 1 | 1 | 1 | 1 | 1 | 1
| 7667 | 1 | 1 | 1 | 1 | 1 | 0.482 | 0.397 | 0 | 0.35148 | 0 | 1 | 1 | 1 | 1 | 1 | 1
| 7668 | 1 | 1 | 1 | 1 | 1 | 0.538 | 0.398 | 0 | 0.35148 | 0 | 1 | 1 | 1 | 1 | 1 | 1
| 7669 | 1 | 1 | 1 | 1 | 1 | 0.542 | 0.411 | 0 | 0.35148 | 0 | 1 | 1 | 1 | 1 | 1 | 1
| 7670 | 1 | 1 | 1 | 1 | 1 | 0.503 | 0.431 | 0 | 0.35148 | 0 | 1 | 1 | 1 | 1 | 1 | 1
| 7671 | 1 | 1 | 1 | 1 | 1 | 0.427 | 0.462 | 0 | 0.35148 | 0 | 1 | 1 | 1 | 1 | 1 | 1
| 7672 | 1 | 1 | 1 | 1 | 1 | 0.327 | 0.498 | 0 | 0.35148 | 0 | 1 | 1 | 1 | 1 | 1 | 1
| 7673 | 1 | 1 | 1 | 1 | 1 | 0.201 | 0.535 | 0 | 0.35148 | 0 | 1 | 1 | 1 | 1 | 1 | 1
| 7674 | 1 | 1 | 1 | 1 | 1 | 0.078 | 0.552 | 0 | 0.35148 | 0 | 1 | 1 | 1 | 1 | 1 | 1
| 7675 | 1 | 1 | 1 | 1 | 1 | 0.004 | 0.495 | 0 | 0.35148 | 0 | 1 | 1 | 1 | 1 | 1 | 1
| 7676 | 1 | 1 | 1 | 1 | 1 | 0 | 0.405 | 0 | 0.35148 | 0 | 1 | 1 | 1 | 1 | 1 | 1
| 7677 | 1 | 1 | 1 | 1 | 1 | 0 | 0.391 | 0 | 0.35148 | 0 | 1 | 1 | 1 | 1 | 1 | 1
| 7678 | 1 | 1 | 1 | 1 | 1 | 0 | 0.391 | 0 | 0.35148 | 0 | 1 | 1 | 1 | 1 | 1 | 1
| 7679 | 1 | 1 | 1 | 1 | 1 | 0 | 0.413 | 0 | 0.35148 | 0 | 1 | 1 | 1 | 1 | 1 | 1
| 7680 | 1 | 1 | 1 | 1 | 1 | 0 | 0.42 | 0 | 0.35148 | 0 | 1 | 1 | 1 | 1 | 1 | 1
| 7681 | 1 | 1 | 1 | 1 | 1 | 0 | 0.491 | 0 | 0.35148 | 0 | 1 | 1 | 1 | 1 | 1 | 1
| 7682 | 1 | 1 | 1 | 1 | 1 | 0 | 0.537 | 0 | 0.35148 | 0 | 1 | 1 | 1 | 1 | 1 | 1
| 7683 | 1 | 1 | 1 | 1 | 1 | 0 | 0.552 | 0 | 0.35148 | 0 | 1 | 1 | 1 | 1 | 1 | 1
| 7684 | 1 | 1 | 1 | 1 | 1 | 0 | 0.534 | 0 | 0.35148 | 0 | 1 | 1 | 1 | 1 | 1 | 1
| 7685 | 1 | 1 | 1 | 1 | 1 | 0 | 0.468 | 0 | 0.35148 | 0 | 1 | 1 | 1 | 1 | 1 | 1
| 7686 | 1 | 1 | 1 | 1 | 1 | 0 | 0.422 | 0 | 0.35148 | 0 | 1 | 1 | 1 | 1 | 1 | 1
| 7687 | 1 | 1 | 1 | 1 | 1 | 0.003 | 0.475 | 0 | 0.35148 | 0 | 1 | 1 | 1 | 1 | 1 | 1
| 7688 | 1 | 1 | 1 | 1 | 1 | 0.086 | 0.448 | 0 | 0.35148 | 0 | 1 | 1 | 1 | 1 | 1 | 1
| 7689 | 1 | 1 | 1 | 1 | 1 | 0.216 | 0.568 | 0 | 0.35148 | 0 | 1 | 1 | 1 | 1 | 1 | 1
| 7690 | 1 | 1 | 1 | 1 | 1 | 0.306 | 0.505 | 0 | 0.35148 | 0 | 1 | 1 | 1 | 1 | 1 | 1
| 7691 | 1 | 1 | 1 | 1 | 1 | 0.376 | 0.405 | 0 | 0.35148 | 0 | 1 | 1 | 1 | 1 | 1 | 1
| 7692 | 1 | 1 | 1 | 1 | 1 | 0.423 | 0.336 | 0 | 0.35148 | 0 | 1 | 1 | 1 | 1 | 1 | 1
| 7693 | 1 | 1 | 1 | 1 | 1 | 0.448 | 0.311 | 0 | 0.35148 | 0 | 1 | 1 | 1 | 1 | 1 | 1
| 7694 | 1 | 1 | 1 | 1 | 1 | 0.459 | 0.316 | 0 | 0.35148 | 0 | 1 | 1 | 1 | 1 | 1 | 1
| 7695 | 1 | 1 | 1 | 1 | 1 | 0.4 | 0.334 | 0 | 0.35148 | 0 | 1 | 1 | 1 | 1 | 1 | 1
| 7696 | 1 | 1 | 1 | 1 | 1 | 0.328 | 0.35 | 0 | 0.35148 | 0 | 1 | 1 | 1 | 1 | 1 | 1
| 7697 | 1 | 1 | 1 | 1 | 1 | 0.197 | 0.394 | 0 | 0.35148 | 0 | 1 | 1 | 1 | 1 | 1 | 1
| 7698 | 1 | 1 | 1 | 1 | 1 | 0.08 | 0.463 | 0 | 0.35148 | 0 | 1 | 1 | 1 | 1 | 1 | 1
| 7699 | 1 | 1 | 1 | 1 | 1 | 0.004 | 0.437 | 0 | 0.35148 | 0 | 1 | 1 | 1 | 1 | 1 | 1
| 7700 | 1 | 1 | 1 | 1 | 1 | 0 | 0.367 | 0 | 0.35148 | 0 | 1 | 1 | 1 | 1 | 1 | 1
| 7701 | 1 | 1 | 1 | 1 | 1 | 0 | 0.341 | 0 | 0.35148 | 0 | 1 | 1 | 1 | 1 | 1 | 1
| 7702 | 1 | 1 | 1 | 1 | 1 | 0 | 0.348 | 0 | 0.35148 | 0 | 1 | 1 | 1 | 1 | 1 | 1
| 7703 | 1 | 1 | 1 | 1 | 1 | 0 | 0.358 | 0 | 0.35148 | 0 | 1 | 1 | 1 | 1 | 1 | 1
| 7704 | 1 | 1 | 1 | 1 | 1 | 0 | 0.386 | 0 | 0.35148 | 0 | 1 | 1 | 1 | 1 | 1 | 1
| 7705 | 1 | 1 | 1 | 1 | 1 | 0 | 0.41 | 0 | 0.35148 | 0 | 1 | 1 | 1 | 1 | 1 | 1
| 7706 | 1 | 1 | 1 | 1 | 1 | 0 | 0.407 | 0 | 0.35148 | 0 | 1 | 1 | 1 | 1 | 1 | 1
| 7707 | 1 | 1 | 1 | 1 | 1 | 0 | 0.382 | 0 | 0.35148 | 0 | 1 | 1 | 1 | 1 | 1 | 1
| 7708 | 1 | 1 | 1 | 1 | 1 | 0 | 0.376 | 0 | 0.35148 | 0 | 1 | 1 | 1 | 1 | 1 | 1
| 7709 | 1 | 1 | 1 | 1 | 1 | 0 | 0.367 | 0 | 0.35148 | 0 | 1 | 1 | 1 | 1 | 1 | 1
| 7710 | 1 | 1 | 1 | 1 | 1 | 0 | 0.343 | 0 | 0.35148 | 0 | 1 | 1 | 1 | 1 | 1 | 1
| 7711 | 1 | 1 | 1 | 1 | 1 | 0.002 | 0.332 | 0 | 0.35148 | 0 | 1 | 1 | 1 | 1 | 1 | 1
| 7712 | 1 | 1 | 1 | 1 | 1 | 0.08 | 0.353 | 0 | 0.35148 | 0 | 1 | 1 | 1 | 1 | 1 | 1
| 7713 | 1 | 1 | 1 | 1 | 1 | 0.222 | 0.445 | 0 | 0.35148 | 0 | 1 | 1 | 1 | 1 | 1 | 1
| 7714 | 1 | 1 | 1 | 1 | 1 | 0.368 | 0.438 | 0 | 0.35148 | 0 | 1 | 1 | 1 | 1 | 1 | 1
| 7715 | 1 | 1 | 1 | 1 | 1 | 0.481 | 0.405 | 0 | 0.35148 | 0 | 1 | 1 | 1 | 1 | 1 | 1
| 7716 | 1 | 1 | 1 | 1 | 1 | 0.544 | 0.379 | 0 | 0.35148 | 0 | 1 | 1 | 1 | 1 | 1 | 1
| 7717 | 1 | 1 | 1 | 1 | 1 | 0.552 | 0.379 | 0 | 0.35148 | 0 | 1 | 1 | 1 | 1 | 1 | 1
| 7718 | 1 | 1 | 1 | 1 | 1 | 0.518 | 0.384 | 0 | 0.35148 | 0 | 1 | 1 | 1 | 1 | 1 | 1
| 7719 | 1 | 1 | 1 | 1 | 1 | 0.426 | 0.399 | 0 | 0.35148 | 0 | 1 | 1 | 1 | 1 | 1 | 1
| 7720 | 1 | 1 | 1 | 1 | 1 | 0.31 | 0.458 | 0 | 0.35148 | 0 | 1 | 1 | 1 | 1 | 1 | 1
| 7721 | 1 | 1 | 1 | 1 | 1 | 0.175 | 0.562 | 0 | 0.35148 | 0 | 1 | 1 | 1 | 1 | 1 | 1
| 7722 | 1 | 1 | 1 | 1 | 1 | 0.067 | 0.615 | 0 | 0.35148 | 0 | 1 | 1 | 1 | 1 | 1 | 1
| 7723 | 1 | 1 | 1 | 1 | 1 | 0.002 | 0.529 | 0 | 0.35148 | 0 | 1 | 1 | 1 | 1 | 1 | 1
| 7724 | 1 | 1 | 1 | 1 | 1 | 0 | 0.478 | 0 | 0.35148 | 0 | 1 | 1 | 1 | 1 | 1 | 1
| 7725 | 1 | 1 | 1 | 1 | 1 | 0 | 0.462 | 0 | 0.35148 | 0 | 1 | 1 | 1 | 1 | 1 | 1
| 7726 | 1 | 1 | 1 | 1 | 1 | 0 | 0.582 | 0 | 0.35148 | 0 | 1 | 1 | 1 | 1 | 1 | 1
| 7727 | 1 | 1 | 1 | 1 | 1 | 0 | 0.59 | 0 | 0.35148 | 0 | 1 | 1 | 1 | 1 | 1 | 1
| 7728 | 1 | 1 | 1 | 1 | 1 | 0 | 0.594 | 0 | 0.35148 | 0 | 1 | 1 | 1 | 1 | 1 | 1
| 7729 | 1 | 1 | 1 | 1 | 1 | 0 | 0.621 | 0 | 0.35148 | 0 | 1 | 1 | 1 | 1 | 1 | 1
| 7730 | 1 | 1 | 1 | 1 | 1 | 0 | 0.643 | 0 | 0.35148 | 0 | 1 | 1 | 1 | 1 | 1 | 1
| 7731 | 1 | 1 | 1 | 1 | 1 | 0 | 0.623 | 0 | 0.35148 | 0 | 1 | 1 | 1 | 1 | 1 | 1
| 7732 | 1 | 1 | 1 | 1 | 1 | 0 | 0.58 | 0 | 0.35148 | 0 | 1 | 1 | 1 | 1 | 1 | 1
| 7733 | 1 | 1 | 1 | 1 | 1 | 0 | 0.558 | 0 | 0.35148 | 0 | 1 | 1 | 1 | 1 | 1 | 1
| 7734 | 1 | 1 | 1 | 1 | 1 | 0 | 0.566 | 0 | 0.35148 | 0 | 1 | 1 | 1 | 1 | 1 | 1
| 7735 | 1 | 1 | 1 | 1 | 1 | 0.002 | 0.502 | 0 | 0.35148 | 0 | 1 | 1 | 1 | 1 | 1 | 1
| 7736 | 1 | 1 | 1 | 1 | 1 | 0.077 | 0.519 | 0 | 0.35148 | 0 | 1 | 1 | 1 | 1 | 1 | 1
| 7737 | 1 | 1 | 1 | 1 | 1 | 0.218 | 0.586 | 0 | 0.35148 | 0 | 1 | 1 | 1 | 1 | 1 | 1
| 7738 | 1 | 1 | 1 | 1 | 1 | 0.358 | 0.644 | 0 | 0.35148 | 0 | 1 | 1 | 1 | 1 | 1 | 1
| 7739 | 1 | 1 | 1 | 1 | 1 | 0.469 | 0.675 | 0 | 0.35148 | 0 | 1 | 1 | 1 | 1 | 1 | 1
| 7740 | 1 | 1 | 1 | 1 | 1 | 0.536 | 0.684 | 0 | 0.35148 | 0 | 1 | 1 | 1 | 1 | 1 | 1
| 7741 | 1 | 1 | 1 | 1 | 1 | 0.555 | 0.678 | 0 | 0.35148 | 0 | 1 | 1 | 1 | 1 | 1 | 1
| 7742 | 1 | 1 | 1 | 1 | 1 | 0.533 | 0.65 | 0 | 0.35148 | 0 | 1 | 1 | 1 | 1 | 1 | 1
| 7743 | 1 | 1 | 1 | 1 | 1 | 0.457 | 0.62 | 0 | 0.35148 | 0 | 1 | 1 | 1 | 1 | 1 | 1
| 7744 | 1 | 1 | 1 | 1 | 1 | 0.347 | 0.599 | 0 | 0.35148 | 0 | 1 | 1 | 1 | 1 | 1 | 1
| 7745 | 1 | 1 | 1 | 1 | 1 | 0.203 | 0.578 | 0 | 0.35148 | 0 | 1 | 1 | 1 | 1 | 1 | 1
| 7746 | 1 | 1 | 1 | 1 | 1 | 0.075 | 0.568 | 0 | 0.35148 | 0 | 1 | 1 | 1 | 1 | 1 | 1
| 7747 | 1 | 1 | 1 | 1 | 1 | 0.005 | 0.525 | 0 | 0.35148 | 0 | 1 | 1 | 1 | 1 | 1 | 1
| 7748 | 1 | 1 | 1 | 1 | 1 | 0 | 0.513 | 0 | 0.35148 | 0 | 1 | 1 | 1 | 1 | 1 | 1
| 7749 | 1 | 1 | 1 | 1 | 1 | 0 | 0.494 | 0 | 0.35148 | 0 | 1 | 1 | 1 | 1 | 1 | 1
| 7750 | 1 | 1 | 1 | 1 | 1 | 0 | 0.447 | 0 | 0.35148 | 0 | 1 | 1 | 1 | 1 | 1 | 1
| 7751 | 1 | 1 | 1 | 1 | 1 | 0 | 0.403 | 0 | 0.35148 | 0 | 1 | 1 | 1 | 1 | 1 | 1
| 7752 | 1 | 1 | 1 | 1 | 1 | 0 | 0.401 | 0 | 0.35148 | 0 | 1 | 1 | 1 | 1 | 1 | 1
| 7753 | 1 | 1 | 1 | 1 | 1 | 0 | 0.388 | 0 | 0.35148 | 0 | 1 | 1 | 1 | 1 | 1 | 1
| 7754 | 1 | 1 | 1 | 1 | 1 | 0 | 0.374 | 0 | 0.35148 | 0 | 1 | 1 | 1 | 1 | 1 | 1
| 7755 | 1 | 1 | 1 | 1 | 1 | 0 | 0.34 | 0 | 0.35148 | 0 | 1 | 1 | 1 | 1 | 1 | 1
| 7756 | 1 | 1 | 1 | 1 | 1 | 0 | 0.323 | 0 | 0.35148 | 0 | 1 | 1 | 1 | 1 | 1 | 1
| 7757 | 1 | 1 | 1 | 1 | 1 | 0 | 0.265 | 0 | 0.35148 | 0 | 1 | 1 | 1 | 1 | 1 | 1
| 7758 | 1 | 1 | 1 | 1 | 1 | 0 | 0.227 | 0 | 0.35148 | 0 | 1 | 1 | 1 | 1 | 1 | 1
| 7759 | 1 | 1 | 1 | 1 | 1 | 0.002 | 0.152 | 0 | 0.35148 | 0 | 1 | 1 | 1 | 1 | 1 | 1
| 7760 | 1 | 1 | 1 | 1 | 1 | 0.078 | 0.074 | 0 | 0.35148 | 0 | 1 | 1 | 1 | 1 | 1 | 1
| 7761 | 1 | 1 | 1 | 1 | 1 | 0.219 | 0.068 | 0 | 0.35148 | 0 | 1 | 1 | 1 | 1 | 1 | 1
| 7762 | 1 | 1 | 1 | 1 | 1 | 0.349 | 0.094 | 0 | 0.35148 | 0 | 1 | 1 | 1 | 1 | 1 | 1
| 7763 | 1 | 1 | 1 | 1 | 1 | 0.456 | 0.111 | 0 | 0.35148 | 0 | 1 | 1 | 1 | 1 | 1 | 1
| 7764 | 1 | 1 | 1 | 1 | 1 | 0.515 | 0.125 | 0 | 0.35148 | 0 | 1 | 1 | 1 | 1 | 1 | 1
| 7765 | 1 | 1 | 1 | 1 | 1 | 0.523 | 0.146 | 0 | 0.35148 | 0 | 1 | 1 | 1 | 1 | 1 | 1
| 7766 | 1 | 1 | 1 | 1 | 1 | 0.49 | 0.163 | 0 | 0.35148 | 0 | 1 | 1 | 1 | 1 | 1 | 1
| 7767 | 1 | 1 | 1 | 1 | 1 | 0.421 | 0.181 | 0 | 0.35148 | 0 | 1 | 1 | 1 | 1 | 1 | 1
| 7768 | 1 | 1 | 1 | 1 | 1 | 0.278 | 0.209 | 0 | 0.35148 | 0 | 1 | 1 | 1 | 1 | 1 | 1
| 7769 | 1 | 1 | 1 | 1 | 1 | 0.156 | 0.255 | 0 | 0.35148 | 0 | 1 | 1 | 1 | 1 | 1 | 1
| 7770 | 1 | 1 | 1 | 1 | 1 | 0.06 | 0.299 | 0 | 0.35148 | 0 | 1 | 1 | 1 | 1 | 1 | 1
| 7771 | 1 | 1 | 1 | 1 | 1 | 0.002 | 0.311 | 0 | 0.35148 | 0 | 1 | 1 | 1 | 1 | 1 | 1
| 7772 | 1 | 1 | 1 | 1 | 1 | 0 | 0.343 | 0 | 0.35148 | 0 | 1 | 1 | 1 | 1 | 1 | 1
| 7773 | 1 | 1 | 1 | 1 | 1 | 0 | 0.327 | 0 | 0.35148 | 0 | 1 | 1 | 1 | 1 | 1 | 1
| 7774 | 1 | 1 | 1 | 1 | 1 | 0 | 0.296 | 0 | 0.35148 | 0 | 1 | 1 | 1 | 1 | 1 | 1
| 7775 | 1 | 1 | 1 | 1 | 1 | 0 | 0.267 | 0 | 0.35148 | 0 | 1 | 1 | 1 | 1 | 1 | 1
| 7776 | 1 | 1 | 1 | 1 | 1 | 0 | 0.245 | 0 | 0.35148 | 0 | 1 | 1 | 1 | 1 | 1 | 1
| 7777 | 1 | 1 | 1 | 1 | 1 | 0 | 0.16 | 0 | 0.35148 | 0 | 1 | 1 | 1 | 1 | 1 | 1
| 7778 | 1 | 1 | 1 | 1 | 1 | 0 | 0.104 | 0 | 0.35148 | 0 | 1 | 1 | 1 | 1 | 1 | 1
| 7779 | 1 | 1 | 1 | 1 | 1 | 0 | 0.074 | 0 | 0.35148 | 0 | 1 | 1 | 1 | 1 | 1 | 1
| 7780 | 1 | 1 | 1 | 1 | 1 | 0 | 0.054 | 0 | 0.35148 | 0 | 1 | 1 | 1 | 1 | 1 | 1
| 7781 | 1 | 1 | 1 | 1 | 1 | 0 | 0.041 | 0 | 0.35148 | 0 | 1 | 1 | 1 | 1 | 1 | 1
| 7782 | 1 | 1 | 1 | 1 | 1 | 0 | 0.032 | 0 | 0.35148 | 0 | 1 | 1 | 1 | 1 | 1 | 1
| 7783 | 1 | 1 | 1 | 1 | 1 | 0.002 | 0.028 | 0 | 0.35148 | 0 | 1 | 1 | 1 | 1 | 1 | 1
| 7784 | 1 | 1 | 1 | 1 | 1 | 0.076 | 0.014 | 0 | 0.35148 | 0 | 1 | 1 | 1 | 1 | 1 | 1
| 7785 | 1 | 1 | 1 | 1 | 1 | 0.215 | 0.007 | 0 | 0.35148 | 0 | 1 | 1 | 1 | 1 | 1 | 1
| 7786 | 1 | 1 | 1 | 1 | 1 | 0.341 | 0.009 | 0 | 0.35148 | 0 | 1 | 1 | 1 | 1 | 1 | 1
| 7787 | 1 | 1 | 1 | 1 | 1 | 0.457 | 0.014 | 0 | 0.35148 | 0 | 1 | 1 | 1 | 1 | 1 | 1
| 7788 | 1 | 1 | 1 | 1 | 1 | 0.521 | 0.02 | 0 | 0.35148 | 0 | 1 | 1 | 1 | 1 | 1 | 1
| 7789 | 1 | 1 | 1 | 1 | 1 | 0.534 | 0.03 | 0 | 0.35148 | 0 | 1 | 1 | 1 | 1 | 1 | 1
| 7790 | 1 | 1 | 1 | 1 | 1 | 0.515 | 0.045 | 0 | 0.35148 | 0 | 1 | 1 | 1 | 1 | 1 | 1
| 7791 | 1 | 1 | 1 | 1 | 1 | 0.445 | 0.072 | 0 | 0.35148 | 0 | 1 | 1 | 1 | 1 | 1 | 1
| 7792 | 1 | 1 | 1 | 1 | 1 | 0.337 | 0.111 | 0 | 0.35148 | 0 | 1 | 1 | 1 | 1 | 1 | 1
| 7793 | 1 | 1 | 1 | 1 | 1 | 0.199 | 0.162 | 0 | 0.35148 | 0 | 1 | 1 | 1 | 1 | 1 | 1
| 7794 | 1 | 1 | 1 | 1 | 1 | 0.072 | 0.249 | 0 | 0.35148 | 0 | 1 | 1 | 1 | 1 | 1 | 1
| 7795 | 1 | 1 | 1 | 1 | 1 | 0.004 | 0.37 | 0 | 0.35148 | 0 | 1 | 1 | 1 | 1 | 1 | 1
| 7796 | 1 | 1 | 1 | 1 | 1 | 0 | 0.478 | 0 | 0.35148 | 0 | 1 | 1 | 1 | 1 | 1 | 1
| 7797 | 1 | 1 | 1 | 1 | 1 | 0 | 0.501 | 0 | 0.35148 | 0 | 1 | 1 | 1 | 1 | 1 | 1
| 7798 | 1 | 1 | 1 | 1 | 1 | 0 | 0.509 | 0 | 0.35148 | 0 | 1 | 1 | 1 | 1 | 1 | 1
| 7799 | 1 | 1 | 1 | 1 | 1 | 0 | 0.454 | 0 | 0.35148 | 0 | 1 | 1 | 1 | 1 | 1 | 1
| 7800 | 1 | 1 | 1 | 1 | 1 | 0 | 0.376 | 0 | 0.35148 | 0 | 1 | 1 | 1 | 1 | 1 | 1
| 7801 | 1 | 1 | 1 | 1 | 1 | 0 | 0.223 | 0 | 0.35148 | 0 | 1 | 1 | 1 | 1 | 1 | 1
| 7802 | 1 | 1 | 1 | 1 | 1 | 0 | 0.152 | 0 | 0.35148 | 0 | 1 | 1 | 1 | 1 | 1 | 1
| 7803 | 1 | 1 | 1 | 1 | 1 | 0 | 0.12 | 0 | 0.35148 | 0 | 1 | 1 | 1 | 1 | 1 | 1
| 7804 | 1 | 1 | 1 | 1 | 1 | 0 | 0.12 | 0 | 0.35148 | 0 | 1 | 1 | 1 | 1 | 1 | 1
| 7805 | 1 | 1 | 1 | 1 | 1 | 0 | 0.13 | 0 | 0.35148 | 0 | 1 | 1 | 1 | 1 | 1 | 1
| 7806 | 1 | 1 | 1 | 1 | 1 | 0 | 0.129 | 0 | 0.35148 | 0 | 1 | 1 | 1 | 1 | 1 | 1
| 7807 | 1 | 1 | 1 | 1 | 1 | 0.002 | 0.117 | 0 | 0.35148 | 0 | 1 | 1 | 1 | 1 | 1 | 1
| 7808 | 1 | 1 | 1 | 1 | 1 | 0.08 | 0.085 | 0 | 0.35148 | 0 | 1 | 1 | 1 | 1 | 1 | 1
| 7809 | 1 | 1 | 1 | 1 | 1 | 0.217 | 0.081 | 0 | 0.35148 | 0 | 1 | 1 | 1 | 1 | 1 | 1
| 7810 | 1 | 1 | 1 | 1 | 1 | 0.346 | 0.09 | 0 | 0.35148 | 0 | 1 | 1 | 1 | 1 | 1 | 1
| 7811 | 1 | 1 | 1 | 1 | 1 | 0.421 | 0.105 | 0 | 0.35148 | 0 | 1 | 1 | 1 | 1 | 1 | 1
| 7812 | 1 | 1 | 1 | 1 | 1 | 0.436 | 0.111 | 0 | 0.35148 | 0 | 1 | 1 | 1 | 1 | 1 | 1
| 7813 | 1 | 1 | 1 | 1 | 1 | 0.419 | 0.113 | 0 | 0.35148 | 0 | 1 | 1 | 1 | 1 | 1 | 1
| 7814 | 1 | 1 | 1 | 1 | 1 | 0.404 | 0.119 | 0 | 0.35148 | 0 | 1 | 1 | 1 | 1 | 1 | 1
| 7815 | 1 | 1 | 1 | 1 | 1 | 0.38 | 0.13 | 0 | 0.35148 | 0 | 1 | 1 | 1 | 1 | 1 | 1
| 7816 | 1 | 1 | 1 | 1 | 1 | 0.314 | 0.147 | 0 | 0.35148 | 0 | 1 | 1 | 1 | 1 | 1 | 1
| 7817 | 1 | 1 | 1 | 1 | 1 | 0.208 | 0.187 | 0 | 0.35148 | 0 | 1 | 1 | 1 | 1 | 1 | 1
| 7818 | 1 | 1 | 1 | 1 | 1 | 0.082 | 0.259 | 0 | 0.35148 | 0 | 1 | 1 | 1 | 1 | 1 | 1
| 7819 | 1 | 1 | 1 | 1 | 1 | 0.004 | 0.355 | 0 | 0.35148 | 0 | 1 | 1 | 1 | 1 | 1 | 1
| 7820 | 1 | 1 | 1 | 1 | 1 | 0 | 0.461 | 0 | 0.35148 | 0 | 1 | 1 | 1 | 1 | 1 | 1
| 7821 | 1 | 1 | 1 | 1 | 1 | 0 | 0.471 | 0 | 0.35148 | 0 | 1 | 1 | 1 | 1 | 1 | 1
| 7822 | 1 | 1 | 1 | 1 | 1 | 0 | 0.428 | 0 | 0.35148 | 0 | 1 | 1 | 1 | 1 | 1 | 1
| 7823 | 1 | 1 | 1 | 1 | 1 | 0 | 0.39 | 0 | 0.35148 | 0 | 1 | 1 | 1 | 1 | 1 | 1
| 7824 | 1 | 1 | 1 | 1 | 1 | 0 | 0.367 | 0 | 0.35148 | 0 | 1 | 1 | 1 | 1 | 1 | 1
| 7825 | 1 | 1 | 1 | 1 | 1 | 0 | 0.349 | 0 | 0.35148 | 0 | 1 | 1 | 1 | 1 | 1 | 1
| 7826 | 1 | 1 | 1 | 1 | 1 | 0 | 0.404 | 0 | 0.35148 | 0 | 1 | 1 | 1 | 1 | 1 | 1
| 7827 | 1 | 1 | 1 | 1 | 1 | 0 | 0.41 | 0 | 0.35148 | 0 | 1 | 1 | 1 | 1 | 1 | 1
| 7828 | 1 | 1 | 1 | 1 | 1 | 0 | 0.376 | 0 | 0.35148 | 0 | 1 | 1 | 1 | 1 | 1 | 1
| 7829 | 1 | 1 | 1 | 1 | 1 | 0 | 0.32 | 0 | 0.35148 | 0 | 1 | 1 | 1 | 1 | 1 | 1
| 7830 | 1 | 1 | 1 | 1 | 1 | 0 | 0.328 | 0 | 0.35148 | 0 | 1 | 1 | 1 | 1 | 1 | 1
| 7831 | 1 | 1 | 1 | 1 | 1 | 0.002 | 0.281 | 0 | 0.35148 | 0 | 1 | 1 | 1 | 1 | 1 | 1
| 7832 | 1 | 1 | 1 | 1 | 1 | 0.08 | 0.213 | 0 | 0.35148 | 0 | 1 | 1 | 1 | 1 | 1 | 1
| 7833 | 1 | 1 | 1 | 1 | 1 | 0.215 | 0.282 | 0 | 0.35148 | 0 | 1 | 1 | 1 | 1 | 1 | 1
| 7834 | 1 | 1 | 1 | 1 | 1 | 0.31 | 0.343 | 0 | 0.35148 | 0 | 1 | 1 | 1 | 1 | 1 | 1
| 7835 | 1 | 1 | 1 | 1 | 1 | 0.364 | 0.451 | 0 | 0.35148 | 0 | 1 | 1 | 1 | 1 | 1 | 1
| 7836 | 1 | 1 | 1 | 1 | 1 | 0.409 | 0.574 | 0 | 0.35148 | 0 | 1 | 1 | 1 | 1 | 1 | 1
| 7837 | 1 | 1 | 1 | 1 | 1 | 0.429 | 0.629 | 0 | 0.35148 | 0 | 1 | 1 | 1 | 1 | 1 | 1
| 7838 | 1 | 1 | 1 | 1 | 1 | 0.451 | 0.624 | 0 | 0.35148 | 0 | 1 | 1 | 1 | 1 | 1 | 1
| 7839 | 1 | 1 | 1 | 1 | 1 | 0.372 | 0.58 | 0 | 0.35148 | 0 | 1 | 1 | 1 | 1 | 1 | 1
| 7840 | 1 | 1 | 1 | 1 | 1 | 0.257 | 0.5 | 0 | 0.35148 | 0 | 1 | 1 | 1 | 1 | 1 | 1
| 7841 | 1 | 1 | 1 | 1 | 1 | 0.171 | 0.442 | 0 | 0.35148 | 0 | 1 | 1 | 1 | 1 | 1 | 1
| 7842 | 1 | 1 | 1 | 1 | 1 | 0.057 | 0.395 | 0 | 0.35148 | 0 | 1 | 1 | 1 | 1 | 1 | 1
| 7843 | 1 | 1 | 1 | 1 | 1 | 0.001 | 0.327 | 0 | 0.35148 | 0 | 1 | 1 | 1 | 1 | 1 | 1
| 7844 | 1 | 1 | 1 | 1 | 1 | 0 | 0.336 | 0 | 0.35148 | 0 | 1 | 1 | 1 | 1 | 1 | 1
| 7845 | 1 | 1 | 1 | 1 | 1 | 0 | 0.294 | 0 | 0.35148 | 0 | 1 | 1 | 1 | 1 | 1 | 1
| 7846 | 1 | 1 | 1 | 1 | 1 | 0 | 0.22 | 0 | 0.35148 | 0 | 1 | 1 | 1 | 1 | 1 | 1
| 7847 | 1 | 1 | 1 | 1 | 1 | 0 | 0.2 | 0 | 0.35148 | 0 | 1 | 1 | 1 | 1 | 1 | 1
| 7848 | 1 | 1 | 1 | 1 | 1 | 0 | 0.206 | 0 | 0.35148 | 0 | 1 | 1 | 1 | 1 | 1 | 1
| 7849 | 1 | 1 | 1 | 1 | 1 | 0 | 0.187 | 0 | 0.35148 | 0 | 1 | 1 | 1 | 1 | 1 | 1
| 7850 | 1 | 1 | 1 | 1 | 1 | 0 | 0.141 | 0 | 0.35148 | 0 | 1 | 1 | 1 | 1 | 1 | 1
| 7851 | 1 | 1 | 1 | 1 | 1 | 0 | 0.112 | 0 | 0.35148 | 0 | 1 | 1 | 1 | 1 | 1 | 1
| 7852 | 1 | 1 | 1 | 1 | 1 | 0 | 0.09 | 0 | 0.35148 | 0 | 1 | 1 | 1 | 1 | 1 | 1
| 7853 | 1 | 1 | 1 | 1 | 1 | 0 | 0.06 | 0 | 0.35148 | 0 | 1 | 1 | 1 | 1 | 1 | 1
| 7854 | 1 | 1 | 1 | 1 | 1 | 0 | 0.04 | 0 | 0.35148 | 0 | 1 | 1 | 1 | 1 | 1 | 1
| 7855 | 1 | 1 | 1 | 1 | 1 | 0.001 | 0.026 | 0 | 0.35148 | 0 | 1 | 1 | 1 | 1 | 1 | 1
| 7856 | 1 | 1 | 1 | 1 | 1 | 0.076 | 0.013 | 0 | 0.35148 | 0 | 1 | 1 | 1 | 1 | 1 | 1
| 7857 | 1 | 1 | 1 | 1 | 1 | 0.213 | 0.028 | 0 | 0.35148 | 0 | 1 | 1 | 1 | 1 | 1 | 1
| 7858 | 1 | 1 | 1 | 1 | 1 | 0.359 | 0.047 | 0 | 0.35148 | 0 | 1 | 1 | 1 | 1 | 1 | 1
| 7859 | 1 | 1 | 1 | 1 | 1 | 0.465 | 0.057 | 0 | 0.35148 | 0 | 1 | 1 | 1 | 1 | 1 | 1
| 7860 | 1 | 1 | 1 | 1 | 1 | 0.517 | 0.08 | 0 | 0.35148 | 0 | 1 | 1 | 1 | 1 | 1 | 1
| 7861 | 1 | 1 | 1 | 1 | 1 | 0.494 | 0.091 | 0 | 0.35148 | 0 | 1 | 1 | 1 | 1 | 1 | 1
| 7862 | 1 | 1 | 1 | 1 | 1 | 0.448 | 0.094 | 0 | 0.35148 | 0 | 1 | 1 | 1 | 1 | 1 | 1
| 7863 | 1 | 1 | 1 | 1 | 1 | 0.321 | 0.112 | 0 | 0.35148 | 0 | 1 | 1 | 1 | 1 | 1 | 1
| 7864 | 1 | 1 | 1 | 1 | 1 | 0.211 | 0.119 | 0 | 0.35148 | 0 | 1 | 1 | 1 | 1 | 1 | 1
| 7865 | 1 | 1 | 1 | 1 | 1 | 0.108 | 0.121 | 0 | 0.35148 | 0 | 1 | 1 | 1 | 1 | 1 | 1
| 7866 | 1 | 1 | 1 | 1 | 1 | 0.037 | 0.127 | 0 | 0.35148 | 0 | 1 | 1 | 1 | 1 | 1 | 1
| 7867 | 1 | 1 | 1 | 1 | 1 | 0.001 | 0.17 | 0 | 0.35148 | 0 | 1 | 1 | 1 | 1 | 1 | 1
| 7868 | 1 | 1 | 1 | 1 | 1 | 0 | 0.296 | 0 | 0.35148 | 0 | 1 | 1 | 1 | 1 | 1 | 1
| 7869 | 1 | 1 | 1 | 1 | 1 | 0 | 0.347 | 0 | 0.35148 | 0 | 1 | 1 | 1 | 1 | 1 | 1
| 7870 | 1 | 1 | 1 | 1 | 1 | 0 | 0.285 | 0 | 0.35148 | 0 | 1 | 1 | 1 | 1 | 1 | 1
| 7871 | 1 | 1 | 1 | 1 | 1 | 0 | 0.268 | 0 | 0.35148 | 0 | 1 | 1 | 1 | 1 | 1 | 1
| 7872 | 1 | 1 | 1 | 1 | 1 | 0 | 0.22 | 0 | 0.35148 | 0 | 1 | 1 | 1 | 1 | 1 | 1
| 7873 | 1 | 1 | 1 | 1 | 1 | 0 | 0.16 | 0 | 0.35148 | 0 | 1 | 1 | 1 | 1 | 1 | 1
| 7874 | 1 | 1 | 1 | 1 | 1 | 0 | 0.112 | 0 | 0.35148 | 0 | 1 | 1 | 1 | 1 | 1 | 1
| 7875 | 1 | 1 | 1 | 1 | 1 | 0 | 0.12 | 0 | 0.35148 | 0 | 1 | 1 | 1 | 1 | 1 | 1
| 7876 | 1 | 1 | 1 | 1 | 1 | 0 | 0.116 | 0 | 0.35148 | 0 | 1 | 1 | 1 | 1 | 1 | 1
| 7877 | 1 | 1 | 1 | 1 | 1 | 0 | 0.064 | 0 | 0.35148 | 0 | 1 | 1 | 1 | 1 | 1 | 1
| 7878 | 1 | 1 | 1 | 1 | 1 | 0 | 0.019 | 0 | 0.35148 | 0 | 1 | 1 | 1 | 1 | 1 | 1
| 7879 | 1 | 1 | 1 | 1 | 1 | 0 | 0.011 | 0 | 0.35148 | 0 | 1 | 1 | 1 | 1 | 1 | 1
| 7880 | 1 | 1 | 1 | 1 | 1 | 0.058 | 0.009 | 0 | 0.35148 | 0 | 1 | 1 | 1 | 1 | 1 | 1
| 7881 | 1 | 1 | 1 | 1 | 1 | 0.19 | 0.011 | 0 | 0.35148 | 0 | 1 | 1 | 1 | 1 | 1 | 1
| 7882 | 1 | 1 | 1 | 1 | 1 | 0.325 | 0.006 | 0 | 0.35148 | 0 | 1 | 1 | 1 | 1 | 1 | 1
| 7883 | 1 | 1 | 1 | 1 | 1 | 0.41 | 0.005 | 0 | 0.35148 | 0 | 1 | 1 | 1 | 1 | 1 | 1
| 7884 | 1 | 1 | 1 | 1 | 1 | 0.403 | 0.005 | 0 | 0.35148 | 0 | 1 | 1 | 1 | 1 | 1 | 1
| 7885 | 1 | 1 | 1 | 1 | 1 | 0.35 | 0.005 | 0 | 0.35148 | 0 | 1 | 1 | 1 | 1 | 1 | 1
| 7886 | 1 | 1 | 1 | 1 | 1 | 0.32 | 0.006 | 0 | 0.35148 | 0 | 1 | 1 | 1 | 1 | 1 | 1
| 7887 | 1 | 1 | 1 | 1 | 1 | 0.296 | 0.007 | 0 | 0.35148 | 0 | 1 | 1 | 1 | 1 | 1 | 1
| 7888 | 1 | 1 | 1 | 1 | 1 | 0.309 | 0.008 | 0 | 0.35148 | 0 | 1 | 1 | 1 | 1 | 1 | 1
| 7889 | 1 | 1 | 1 | 1 | 1 | 0.2 | 0.015 | 0 | 0.35148 | 0 | 1 | 1 | 1 | 1 | 1 | 1
| 7890 | 1 | 1 | 1 | 1 | 1 | 0.069 | 0.036 | 0 | 0.35148 | 0 | 1 | 1 | 1 | 1 | 1 | 1
| 7891 | 1 | 1 | 1 | 1 | 1 | 0.002 | 0.065 | 0 | 0.35148 | 0 | 1 | 1 | 1 | 1 | 1 | 1
| 7892 | 1 | 1 | 1 | 1 | 1 | 0 | 0.105 | 0 | 0.35148 | 0 | 1 | 1 | 1 | 1 | 1 | 1
| 7893 | 1 | 1 | 1 | 1 | 1 | 0 | 0.144 | 0 | 0.35148 | 0 | 1 | 1 | 1 | 1 | 1 | 1
| 7894 | 1 | 1 | 1 | 1 | 1 | 0 | 0.138 | 0 | 0.35148 | 0 | 1 | 1 | 1 | 1 | 1 | 1
| 7895 | 1 | 1 | 1 | 1 | 1 | 0 | 0.117 | 0 | 0.35148 | 0 | 1 | 1 | 1 | 1 | 1 | 1
| 7896 | 1 | 1 | 1 | 1 | 1 | 0 | 0.084 | 0 | 0.35148 | 0 | 1 | 1 | 1 | 1 | 1 | 1
| 7897 | 1 | 1 | 1 | 1 | 1 | 0 | 0.063 | 0 | 0.35148 | 0 | 1 | 1 | 1 | 1 | 1 | 1
| 7898 | 1 | 1 | 1 | 1 | 1 | 0 | 0.04 | 0 | 0.35148 | 0 | 1 | 1 | 1 | 1 | 1 | 1
| 7899 | 1 | 1 | 1 | 1 | 1 | 0 | 0.024 | 0 | 0.35148 | 0 | 1 | 1 | 1 | 1 | 1 | 1
| 7900 | 1 | 1 | 1 | 1 | 1 | 0 | 0.016 | 0 | 0.35148 | 0 | 1 | 1 | 1 | 1 | 1 | 1
| 7901 | 1 | 1 | 1 | 1 | 1 | 0 | 0.011 | 0 | 0.35148 | 0 | 1 | 1 | 1 | 1 | 1 | 1
| 7902 | 1 | 1 | 1 | 1 | 1 | 0 | 0.004 | 0 | 0.35148 | 0 | 1 | 1 | 1 | 1 | 1 | 1
| 7903 | 1 | 1 | 1 | 1 | 1 | 0.001 | 0.002 | 0 | 0.35148 | 0 | 1 | 1 | 1 | 1 | 1 | 1
| 7904 | 1 | 1 | 1 | 1 | 1 | 0.076 | 0 | 0 | 0.35148 | 0 | 1 | 1 | 1 | 1 | 1 | 1
| 7905 | 1 | 1 | 1 | 1 | 1 | 0.205 | 0 | 0 | 0.35148 | 0 | 1 | 1 | 1 | 1 | 1 | 1
| 7906 | 1 | 1 | 1 | 1 | 1 | 0.328 | 0 | 0 | 0.35148 | 0 | 1 | 1 | 1 | 1 | 1 | 1
| 7907 | 1 | 1 | 1 | 1 | 1 | 0.414 | 0 | 0 | 0.35148 | 0 | 1 | 1 | 1 | 1 | 1 | 1
| 7908 | 1 | 1 | 1 | 1 | 1 | 0.447 | 0 | 0 | 0.35148 | 0 | 1 | 1 | 1 | 1 | 1 | 1
| 7909 | 1 | 1 | 1 | 1 | 1 | 0.431 | 0 | 0 | 0.35148 | 0 | 1 | 1 | 1 | 1 | 1 | 1
| 7910 | 1 | 1 | 1 | 1 | 1 | 0.303 | 0.001 | 0 | 0.35148 | 0 | 1 | 1 | 1 | 1 | 1 | 1
| 7911 | 1 | 1 | 1 | 1 | 1 | 0.23 | 0.005 | 0 | 0.35148 | 0 | 1 | 1 | 1 | 1 | 1 | 1
| 7912 | 1 | 1 | 1 | 1 | 1 | 0.169 | 0.015 | 0 | 0.35148 | 0 | 1 | 1 | 1 | 1 | 1 | 1
| 7913 | 1 | 1 | 1 | 1 | 1 | 0.13 | 0.041 | 0 | 0.35148 | 0 | 1 | 1 | 1 | 1 | 1 | 1
| 7914 | 1 | 1 | 1 | 1 | 1 | 0.054 | 0.084 | 0 | 0.35148 | 0 | 1 | 1 | 1 | 1 | 1 | 1
| 7915 | 1 | 1 | 1 | 1 | 1 | 0.001 | 0.112 | 0 | 0.35148 | 0 | 1 | 1 | 1 | 1 | 1 | 1
| 7916 | 1 | 1 | 1 | 1 | 1 | 0 | 0.164 | 0 | 0.35148 | 0 | 1 | 1 | 1 | 1 | 1 | 1
| 7917 | 1 | 1 | 1 | 1 | 1 | 0 | 0.202 | 0 | 0.35148 | 0 | 1 | 1 | 1 | 1 | 1 | 1
| 7918 | 1 | 1 | 1 | 1 | 1 | 0 | 0.206 | 0 | 0.35148 | 0 | 1 | 1 | 1 | 1 | 1 | 1
| 7919 | 1 | 1 | 1 | 1 | 1 | 0 | 0.206 | 0 | 0.35148 | 0 | 1 | 1 | 1 | 1 | 1 | 1
| 7920 | 1 | 1 | 1 | 1 | 1 | 0 | 0.192 | 0 | 0.35148 | 0 | 1 | 1 | 1 | 1 | 1 | 1
| 7921 | 1 | 1 | 1 | 1 | 1 | 0 | 0.184 | 0 | 0.35148 | 0 | 1 | 1 | 1 | 1 | 1 | 1
| 7922 | 1 | 1 | 1 | 1 | 1 | 0 | 0.167 | 0 | 0.35148 | 0 | 1 | 1 | 1 | 1 | 1 | 1
| 7923 | 1 | 1 | 1 | 1 | 1 | 0 | 0.179 | 0 | 0.35148 | 0 | 1 | 1 | 1 | 1 | 1 | 1
| 7924 | 1 | 1 | 1 | 1 | 1 | 0 | 0.16 | 0 | 0.35148 | 0 | 1 | 1 | 1 | 1 | 1 | 1
| 7925 | 1 | 1 | 1 | 1 | 1 | 0 | 0.154 | 0 | 0.35148 | 0 | 1 | 1 | 1 | 1 | 1 | 1
| 7926 | 1 | 1 | 1 | 1 | 1 | 0 | 0.146 | 0 | 0.35148 | 0 | 1 | 1 | 1 | 1 | 1 | 1
| 7927 | 1 | 1 | 1 | 1 | 1 | 0.001 | 0.134 | 0 | 0.35148 | 0 | 1 | 1 | 1 | 1 | 1 | 1
| 7928 | 1 | 1 | 1 | 1 | 1 | 0.072 | 0.108 | 0 | 0.35148 | 0 | 1 | 1 | 1 | 1 | 1 | 1
| 7929 | 1 | 1 | 1 | 1 | 1 | 0.208 | 0.119 | 0 | 0.35148 | 0 | 1 | 1 | 1 | 1 | 1 | 1
| 7930 | 1 | 1 | 1 | 1 | 1 | 0.354 | 0.093 | 0 | 0.35148 | 0 | 1 | 1 | 1 | 1 | 1 | 1
| 7931 | 1 | 1 | 1 | 1 | 1 | 0.461 | 0.082 | 0 | 0.35148 | 0 | 1 | 1 | 1 | 1 | 1 | 1
| 7932 | 1 | 1 | 1 | 1 | 1 | 0.509 | 0.093 | 0 | 0.35148 | 0 | 1 | 1 | 1 | 1 | 1 | 1
| 7933 | 1 | 1 | 1 | 1 | 1 | 0.52 | 0.116 | 0 | 0.35148 | 0 | 1 | 1 | 1 | 1 | 1 | 1
| 7934 | 1 | 1 | 1 | 1 | 1 | 0.465 | 0.149 | 0 | 0.35148 | 0 | 1 | 1 | 1 | 1 | 1 | 1
| 7935 | 1 | 1 | 1 | 1 | 1 | 0.395 | 0.192 | 0 | 0.35148 | 0 | 1 | 1 | 1 | 1 | 1 | 1
| 7936 | 1 | 1 | 1 | 1 | 1 | 0.282 | 0.278 | 0 | 0.35148 | 0 | 1 | 1 | 1 | 1 | 1 | 1
| 7937 | 1 | 1 | 1 | 1 | 1 | 0.192 | 0.375 | 0 | 0.35148 | 0 | 1 | 1 | 1 | 1 | 1 | 1
| 7938 | 1 | 1 | 1 | 1 | 1 | 0.079 | 0.454 | 0 | 0.35148 | 0 | 1 | 1 | 1 | 1 | 1 | 1
| 7939 | 1 | 1 | 1 | 1 | 1 | 0.004 | 0.447 | 0 | 0.35148 | 0 | 1 | 1 | 1 | 1 | 1 | 1
| 7940 | 1 | 1 | 1 | 1 | 1 | 0 | 0.447 | 0 | 0.35148 | 0 | 1 | 1 | 1 | 1 | 1 | 1
| 7941 | 1 | 1 | 1 | 1 | 1 | 0 | 0.431 | 0 | 0.35148 | 0 | 1 | 1 | 1 | 1 | 1 | 1
| 7942 | 1 | 1 | 1 | 1 | 1 | 0 | 0.478 | 0 | 0.35148 | 0 | 1 | 1 | 1 | 1 | 1 | 1
| 7943 | 1 | 1 | 1 | 1 | 1 | 0 | 0.534 | 0 | 0.35148 | 0 | 1 | 1 | 1 | 1 | 1 | 1
| 7944 | 1 | 1 | 1 | 1 | 1 | 0 | 0.644 | 0 | 0.35148 | 0 | 1 | 1 | 1 | 1 | 1 | 1
| 7945 | 1 | 1 | 1 | 1 | 1 | 0 | 0.661 | 0 | 0.35148 | 0 | 1 | 1 | 1 | 1 | 1 | 1
| 7946 | 1 | 1 | 1 | 1 | 1 | 0 | 0.591 | 0 | 0.35148 | 0 | 1 | 1 | 1 | 1 | 1 | 1
| 7947 | 1 | 1 | 1 | 1 | 1 | 0 | 0.503 | 0 | 0.35148 | 0 | 1 | 1 | 1 | 1 | 1 | 1
| 7948 | 1 | 1 | 1 | 1 | 1 | 0 | 0.464 | 0 | 0.35148 | 0 | 1 | 1 | 1 | 1 | 1 | 1
| 7949 | 1 | 1 | 1 | 1 | 1 | 0 | 0.417 | 0 | 0.35148 | 0 | 1 | 1 | 1 | 1 | 1 | 1
| 7950 | 1 | 1 | 1 | 1 | 1 | 0 | 0.361 | 0 | 0.35148 | 0 | 1 | 1 | 1 | 1 | 1 | 1
| 7951 | 1 | 1 | 1 | 1 | 1 | 0.002 | 0.303 | 0 | 0.35148 | 0 | 1 | 1 | 1 | 1 | 1 | 1
| 7952 | 1 | 1 | 1 | 1 | 1 | 0.07 | 0.221 | 0 | 0.35148 | 0 | 1 | 1 | 1 | 1 | 1 | 1
| 7953 | 1 | 1 | 1 | 1 | 1 | 0.206 | 0.233 | 0 | 0.35148 | 0 | 1 | 1 | 1 | 1 | 1 | 1
| 7954 | 1 | 1 | 1 | 1 | 1 | 0.34 | 0.196 | 0 | 0.35148 | 0 | 1 | 1 | 1 | 1 | 1 | 1
| 7955 | 1 | 1 | 1 | 1 | 1 | 0.437 | 0.144 | 0 | 0.35148 | 0 | 1 | 1 | 1 | 1 | 1 | 1
| 7956 | 1 | 1 | 1 | 1 | 1 | 0.508 | 0.118 | 0 | 0.35148 | 0 | 1 | 1 | 1 | 1 | 1 | 1
| 7957 | 1 | 1 | 1 | 1 | 1 | 0.537 | 0.12 | 0 | 0.35148 | 0 | 1 | 1 | 1 | 1 | 1 | 1
| 7958 | 1 | 1 | 1 | 1 | 1 | 0.514 | 0.146 | 0 | 0.35148 | 0 | 1 | 1 | 1 | 1 | 1 | 1
| 7959 | 1 | 1 | 1 | 1 | 1 | 0.436 | 0.181 | 0 | 0.35148 | 0 | 1 | 1 | 1 | 1 | 1 | 1
| 7960 | 1 | 1 | 1 | 1 | 1 | 0.327 | 0.216 | 0 | 0.35148 | 0 | 1 | 1 | 1 | 1 | 1 | 1
| 7961 | 1 | 1 | 1 | 1 | 1 | 0.193 | 0.27 | 0 | 0.35148 | 0 | 1 | 1 | 1 | 1 | 1 | 1
| 7962 | 1 | 1 | 1 | 1 | 1 | 0.075 | 0.34 | 0 | 0.35148 | 0 | 1 | 1 | 1 | 1 | 1 | 1
| 7963 | 1 | 1 | 1 | 1 | 1 | 0.004 | 0.376 | 0 | 0.35148 | 0 | 1 | 1 | 1 | 1 | 1 | 1
| 7964 | 1 | 1 | 1 | 1 | 1 | 0 | 0.44 | 0 | 0.35148 | 0 | 1 | 1 | 1 | 1 | 1 | 1
| 7965 | 1 | 1 | 1 | 1 | 1 | 0 | 0.452 | 0 | 0.35148 | 0 | 1 | 1 | 1 | 1 | 1 | 1
| 7966 | 1 | 1 | 1 | 1 | 1 | 0 | 0.415 | 0 | 0.35148 | 0 | 1 | 1 | 1 | 1 | 1 | 1
| 7967 | 1 | 1 | 1 | 1 | 1 | 0 | 0.332 | 0 | 0.35148 | 0 | 1 | 1 | 1 | 1 | 1 | 1
| 7968 | 1 | 1 | 1 | 1 | 1 | 0 | 0.343 | 0 | 0.35148 | 0 | 1 | 1 | 1 | 1 | 1 | 1
| 7969 | 1 | 1 | 1 | 1 | 1 | 0 | 0.338 | 0 | 0.35148 | 0 | 1 | 1 | 1 | 1 | 1 | 1
| 7970 | 1 | 1 | 1 | 1 | 1 | 0 | 0.32 | 0 | 0.35148 | 0 | 1 | 1 | 1 | 1 | 1 | 1
| 7971 | 1 | 1 | 1 | 1 | 1 | 0 | 0.291 | 0 | 0.35148 | 0 | 1 | 1 | 1 | 1 | 1 | 1
| 7972 | 1 | 1 | 1 | 1 | 1 | 0 | 0.264 | 0 | 0.35148 | 0 | 1 | 1 | 1 | 1 | 1 | 1
| 7973 | 1 | 1 | 1 | 1 | 1 | 0 | 0.245 | 0 | 0.35148 | 0 | 1 | 1 | 1 | 1 | 1 | 1
| 7974 | 1 | 1 | 1 | 1 | 1 | 0 | 0.228 | 0 | 0.35148 | 0 | 1 | 1 | 1 | 1 | 1 | 1
| 7975 | 1 | 1 | 1 | 1 | 1 | 0.002 | 0.205 | 0 | 0.35148 | 0 | 1 | 1 | 1 | 1 | 1 | 1
| 7976 | 1 | 1 | 1 | 1 | 1 | 0.075 | 0.182 | 0 | 0.35148 | 0 | 1 | 1 | 1 | 1 | 1 | 1
| 7977 | 1 | 1 | 1 | 1 | 1 | 0.206 | 0.152 | 0 | 0.35148 | 0 | 1 | 1 | 1 | 1 | 1 | 1
| 7978 | 1 | 1 | 1 | 1 | 1 | 0.347 | 0.069 | 0 | 0.35148 | 0 | 1 | 1 | 1 | 1 | 1 | 1
| 7979 | 1 | 1 | 1 | 1 | 1 | 0.456 | 0.016 | 0 | 0.35148 | 0 | 1 | 1 | 1 | 1 | 1 | 1
| 7980 | 1 | 1 | 1 | 1 | 1 | 0.506 | 0.005 | 0 | 0.35148 | 0 | 1 | 1 | 1 | 1 | 1 | 1
| 7981 | 1 | 1 | 1 | 1 | 1 | 0.513 | 0.006 | 0 | 0.35148 | 0 | 1 | 1 | 1 | 1 | 1 | 1
| 7982 | 1 | 1 | 1 | 1 | 1 | 0.475 | 0.009 | 0 | 0.35148 | 0 | 1 | 1 | 1 | 1 | 1 | 1
| 7983 | 1 | 1 | 1 | 1 | 1 | 0.402 | 0.019 | 0 | 0.35148 | 0 | 1 | 1 | 1 | 1 | 1 | 1
| 7984 | 1 | 1 | 1 | 1 | 1 | 0.283 | 0.042 | 0 | 0.35148 | 0 | 1 | 1 | 1 | 1 | 1 | 1
| 7985 | 1 | 1 | 1 | 1 | 1 | 0.17 | 0.091 | 0 | 0.35148 | 0 | 1 | 1 | 1 | 1 | 1 | 1
| 7986 | 1 | 1 | 1 | 1 | 1 | 0.073 | 0.167 | 0 | 0.35148 | 0 | 1 | 1 | 1 | 1 | 1 | 1
| 7987 | 1 | 1 | 1 | 1 | 1 | 0.003 | 0.252 | 0 | 0.35148 | 0 | 1 | 1 | 1 | 1 | 1 | 1
| 7988 | 1 | 1 | 1 | 1 | 1 | 0 | 0.311 | 0 | 0.35148 | 0 | 1 | 1 | 1 | 1 | 1 | 1
| 7989 | 1 | 1 | 1 | 1 | 1 | 0 | 0.3 | 0 | 0.35148 | 0 | 1 | 1 | 1 | 1 | 1 | 1
| 7990 | 1 | 1 | 1 | 1 | 1 | 0 | 0.243 | 0 | 0.35148 | 0 | 1 | 1 | 1 | 1 | 1 | 1
| 7991 | 1 | 1 | 1 | 1 | 1 | 0 | 0.208 | 0 | 0.35148 | 0 | 1 | 1 | 1 | 1 | 1 | 1
| 7992 | 1 | 1 | 1 | 1 | 1 | 0 | 0.157 | 0 | 0.35148 | 0 | 1 | 1 | 1 | 1 | 1 | 1
| 7993 | 1 | 1 | 1 | 1 | 1 | 0 | 0.141 | 0 | 0.35148 | 0 | 1 | 1 | 1 | 1 | 1 | 1
| 7994 | 1 | 1 | 1 | 1 | 1 | 0 | 0.144 | 0 | 0.35148 | 0 | 1 | 1 | 1 | 1 | 1 | 1
| 7995 | 1 | 1 | 1 | 1 | 1 | 0 | 0.144 | 0 | 0.35148 | 0 | 1 | 1 | 1 | 1 | 1 | 1
| 7996 | 1 | 1 | 1 | 1 | 1 | 0 | 0.153 | 0 | 0.35148 | 0 | 1 | 1 | 1 | 1 | 1 | 1
| 7997 | 1 | 1 | 1 | 1 | 1 | 0 | 0.175 | 0 | 0.35148 | 0 | 1 | 1 | 1 | 1 | 1 | 1
| 7998 | 1 | 1 | 1 | 1 | 1 | 0 | 0.171 | 0 | 0.35148 | 0 | 1 | 1 | 1 | 1 | 1 | 1
| 7999 | 1 | 1 | 1 | 1 | 1 | 0.001 | 0.155 | 0 | 0.35148 | 0 | 1 | 1 | 1 | 1 | 1 | 1
| 8000 | 1 | 1 | 1 | 1 | 1 | 0.068 | 0.152 | 0 | 0.35148 | 0 | 1 | 1 | 1 | 1 | 1 | 1
| 8001 | 1 | 1 | 1 | 1 | 1 | 0.178 | 0.213 | 0 | 0.35148 | 0 | 1 | 1 | 1 | 1 | 1 | 1
| 8002 | 1 | 1 | 1 | 1 | 1 | 0.309 | 0.171 | 0 | 0.35148 | 0 | 1 | 1 | 1 | 1 | 1 | 1
| 8003 | 1 | 1 | 1 | 1 | 1 | 0.409 | 0.105 | 0 | 0.35148 | 0 | 1 | 1 | 1 | 1 | 1 | 1
| 8004 | 1 | 1 | 1 | 1 | 1 | 0.395 | 0.057 | 0 | 0.35148 | 0 | 1 | 1 | 1 | 1 | 1 | 1
| 8005 | 1 | 1 | 1 | 1 | 1 | 0.383 | 0.032 | 0 | 0.35148 | 0 | 1 | 1 | 1 | 1 | 1 | 1
| 8006 | 1 | 1 | 1 | 1 | 1 | 0.384 | 0.03 | 0 | 0.35148 | 0 | 1 | 1 | 1 | 1 | 1 | 1
| 8007 | 1 | 1 | 1 | 1 | 1 | 0.359 | 0.036 | 0 | 0.35148 | 0 | 1 | 1 | 1 | 1 | 1 | 1
| 8008 | 1 | 1 | 1 | 1 | 1 | 0.312 | 0.047 | 0 | 0.35148 | 0 | 1 | 1 | 1 | 1 | 1 | 1
| 8009 | 1 | 1 | 1 | 1 | 1 | 0.181 | 0.074 | 0 | 0.35148 | 0 | 1 | 1 | 1 | 1 | 1 | 1
| 8010 | 1 | 1 | 1 | 1 | 1 | 0.073 | 0.134 | 0 | 0.35148 | 0 | 1 | 1 | 1 | 1 | 1 | 1
| 8011 | 1 | 1 | 1 | 1 | 1 | 0.003 | 0.231 | 0 | 0.35148 | 0 | 1 | 1 | 1 | 1 | 1 | 1
| 8012 | 1 | 1 | 1 | 1 | 1 | 0 | 0.324 | 0 | 0.35148 | 0 | 1 | 1 | 1 | 1 | 1 | 1
| 8013 | 1 | 1 | 1 | 1 | 1 | 0 | 0.358 | 0 | 0.35148 | 0 | 1 | 1 | 1 | 1 | 1 | 1
| 8014 | 1 | 1 | 1 | 1 | 1 | 0 | 0.367 | 0 | 0.35148 | 0 | 1 | 1 | 1 | 1 | 1 | 1
| 8015 | 1 | 1 | 1 | 1 | 1 | 0 | 0.413 | 0 | 0.35148 | 0 | 1 | 1 | 1 | 1 | 1 | 1
| 8016 | 1 | 1 | 1 | 1 | 1 | 0 | 0.514 | 0 | 0.35148 | 0 | 1 | 1 | 1 | 1 | 1 | 1
| 8017 | 1 | 1 | 1 | 1 | 1 | 0 | 0.502 | 0 | 0.16501 | 0 | 1 | 1 | 1 | 1 | 1 | 1
| 8018 | 1 | 1 | 1 | 1 | 1 | 0 | 0.466 | 0 | 0.16501 | 0 | 1 | 1 | 1 | 1 | 1 | 1
| 8019 | 1 | 1 | 1 | 1 | 1 | 0 | 0.425 | 0 | 0.16501 | 0 | 1 | 1 | 1 | 1 | 1 | 1
| 8020 | 1 | 1 | 1 | 1 | 1 | 0 | 0.386 | 0 | 0.16501 | 0 | 1 | 1 | 1 | 1 | 1 | 1
| 8021 | 1 | 1 | 1 | 1 | 1 | 0 | 0.389 | 0 | 0.16501 | 0 | 1 | 1 | 1 | 1 | 1 | 1
| 8022 | 1 | 1 | 1 | 1 | 1 | 0 | 0.355 | 0 | 0.16501 | 0 | 1 | 1 | 1 | 1 | 1 | 1
| 8023 | 1 | 1 | 1 | 1 | 1 | 0.002 | 0.321 | 0 | 0.16501 | 0 | 1 | 1 | 1 | 1 | 1 | 1
| 8024 | 1 | 1 | 1 | 1 | 1 | 0.078 | 0.302 | 0 | 0.16501 | 0 | 1 | 1 | 1 | 1 | 1 | 1
| 8025 | 1 | 1 | 1 | 1 | 1 | 0.209 | 0.317 | 0 | 0.16501 | 0 | 1 | 1 | 1 | 1 | 1 | 1
| 8026 | 1 | 1 | 1 | 1 | 1 | 0.341 | 0.285 | 0 | 0.16501 | 0 | 1 | 1 | 1 | 1 | 1 | 1
| 8027 | 1 | 1 | 1 | 1 | 1 | 0.445 | 0.241 | 0 | 0.16501 | 0 | 1 | 1 | 1 | 1 | 1 | 1
| 8028 | 1 | 1 | 1 | 1 | 1 | 0.501 | 0.206 | 0 | 0.16501 | 0 | 1 | 1 | 1 | 1 | 1 | 1
| 8029 | 1 | 1 | 1 | 1 | 1 | 0.495 | 0.201 | 0 | 0.16501 | 0 | 1 | 1 | 1 | 1 | 1 | 1
| 8030 | 1 | 1 | 1 | 1 | 1 | 0.4 | 0.245 | 0 | 0.16501 | 0 | 1 | 1 | 1 | 1 | 1 | 1
| 8031 | 1 | 1 | 1 | 1 | 1 | 0.293 | 0.296 | 0 | 0.16501 | 0 | 1 | 1 | 1 | 1 | 1 | 1
| 8032 | 1 | 1 | 1 | 1 | 1 | 0.214 | 0.305 | 0 | 0.16501 | 0 | 1 | 1 | 1 | 1 | 1 | 1
| 8033 | 1 | 1 | 1 | 1 | 1 | 0.134 | 0.308 | 0 | 0.16501 | 0 | 1 | 1 | 1 | 1 | 1 | 1
| 8034 | 1 | 1 | 1 | 1 | 1 | 0.058 | 0.289 | 0 | 0.16501 | 0 | 1 | 1 | 1 | 1 | 1 | 1
| 8035 | 1 | 1 | 1 | 1 | 1 | 0.002 | 0.291 | 0 | 0.16501 | 0 | 1 | 1 | 1 | 1 | 1 | 1
| 8036 | 1 | 1 | 1 | 1 | 1 | 0 | 0.375 | 0 | 0.16501 | 0 | 1 | 1 | 1 | 1 | 1 | 1
| 8037 | 1 | 1 | 1 | 1 | 1 | 0 | 0.423 | 0 | 0.16501 | 0 | 1 | 1 | 1 | 1 | 1 | 1
| 8038 | 1 | 1 | 1 | 1 | 1 | 0 | 0.45 | 0 | 0.16501 | 0 | 1 | 1 | 1 | 1 | 1 | 1
| 8039 | 1 | 1 | 1 | 1 | 1 | 0 | 0.462 | 0 | 0.16501 | 0 | 1 | 1 | 1 | 1 | 1 | 1
| 8040 | 1 | 1 | 1 | 1 | 1 | 0 | 0.454 | 0 | 0.16501 | 0 | 1 | 1 | 1 | 1 | 1 | 1
| 8041 | 1 | 1 | 1 | 1 | 1 | 0 | 0.374 | 0 | 0.16501 | 0 | 1 | 1 | 1 | 1 | 1 | 1
| 8042 | 1 | 1 | 1 | 1 | 1 | 0 | 0.375 | 0 | 0.16501 | 0 | 1 | 1 | 1 | 1 | 1 | 1
| 8043 | 1 | 1 | 1 | 1 | 1 | 0 | 0.337 | 0 | 0.16501 | 0 | 1 | 1 | 1 | 1 | 1 | 1
| 8044 | 1 | 1 | 1 | 1 | 1 | 0 | 0.233 | 0 | 0.16501 | 0 | 1 | 1 | 1 | 1 | 1 | 1
| 8045 | 1 | 1 | 1 | 1 | 1 | 0 | 0.169 | 0 | 0.16501 | 0 | 1 | 1 | 1 | 1 | 1 | 1
| 8046 | 1 | 1 | 1 | 1 | 1 | 0 | 0.121 | 0 | 0.16501 | 0 | 1 | 1 | 1 | 1 | 1 | 1
| 8047 | 1 | 1 | 1 | 1 | 1 | 0.002 | 0.083 | 0 | 0.16501 | 0 | 1 | 1 | 1 | 1 | 1 | 1
| 8048 | 1 | 1 | 1 | 1 | 1 | 0.072 | 0.042 | 0 | 0.16501 | 0 | 1 | 1 | 1 | 1 | 1 | 1
| 8049 | 1 | 1 | 1 | 1 | 1 | 0.199 | 0.028 | 0 | 0.16501 | 0 | 1 | 1 | 1 | 1 | 1 | 1
| 8050 | 1 | 1 | 1 | 1 | 1 | 0.343 | 0.033 | 0 | 0.16501 | 0 | 1 | 1 | 1 | 1 | 1 | 1
| 8051 | 1 | 1 | 1 | 1 | 1 | 0.454 | 0.034 | 0 | 0.16501 | 0 | 1 | 1 | 1 | 1 | 1 | 1
| 8052 | 1 | 1 | 1 | 1 | 1 | 0.516 | 0.033 | 0 | 0.16501 | 0 | 1 | 1 | 1 | 1 | 1 | 1
| 8053 | 1 | 1 | 1 | 1 | 1 | 0.529 | 0.042 | 0 | 0.16501 | 0 | 1 | 1 | 1 | 1 | 1 | 1
| 8054 | 1 | 1 | 1 | 1 | 1 | 0.505 | 0.065 | 0 | 0.16501 | 0 | 1 | 1 | 1 | 1 | 1 | 1
| 8055 | 1 | 1 | 1 | 1 | 1 | 0.436 | 0.097 | 0 | 0.16501 | 0 | 1 | 1 | 1 | 1 | 1 | 1
| 8056 | 1 | 1 | 1 | 1 | 1 | 0.319 | 0.136 | 0 | 0.16501 | 0 | 1 | 1 | 1 | 1 | 1 | 1
| 8057 | 1 | 1 | 1 | 1 | 1 | 0.194 | 0.182 | 0 | 0.16501 | 0 | 1 | 1 | 1 | 1 | 1 | 1
| 8058 | 1 | 1 | 1 | 1 | 1 | 0.076 | 0.239 | 0 | 0.16501 | 0 | 1 | 1 | 1 | 1 | 1 | 1
| 8059 | 1 | 1 | 1 | 1 | 1 | 0.005 | 0.264 | 0 | 0.16501 | 0 | 1 | 1 | 1 | 1 | 1 | 1
| 8060 | 1 | 1 | 1 | 1 | 1 | 0 | 0.266 | 0 | 0.16501 | 0 | 1 | 1 | 1 | 1 | 1 | 1
| 8061 | 1 | 1 | 1 | 1 | 1 | 0 | 0.261 | 0 | 0.16501 | 0 | 1 | 1 | 1 | 1 | 1 | 1
| 8062 | 1 | 1 | 1 | 1 | 1 | 0 | 0.264 | 0 | 0.16501 | 0 | 1 | 1 | 1 | 1 | 1 | 1
| 8063 | 1 | 1 | 1 | 1 | 1 | 0 | 0.273 | 0 | 0.16501 | 0 | 1 | 1 | 1 | 1 | 1 | 1
| 8064 | 1 | 1 | 1 | 1 | 1 | 0 | 0.28 | 0 | 0.16501 | 0 | 1 | 1 | 1 | 1 | 1 | 1
| 8065 | 1 | 1 | 1 | 1 | 1 | 0 | 0.264 | 0 | 0.16501 | 0 | 1 | 1 | 1 | 1 | 1 | 1
| 8066 | 1 | 1 | 1 | 1 | 1 | 0 | 0.223 | 0 | 0.16501 | 0 | 1 | 1 | 1 | 1 | 1 | 1
| 8067 | 1 | 1 | 1 | 1 | 1 | 0 | 0.194 | 0 | 0.16501 | 0 | 1 | 1 | 1 | 1 | 1 | 1
| 8068 | 1 | 1 | 1 | 1 | 1 | 0 | 0.177 | 0 | 0.16501 | 0 | 1 | 1 | 1 | 1 | 1 | 1
| 8069 | 1 | 1 | 1 | 1 | 1 | 0 | 0.167 | 0 | 0.16501 | 0 | 1 | 1 | 1 | 1 | 1 | 1
| 8070 | 1 | 1 | 1 | 1 | 1 | 0 | 0.188 | 0 | 0.16501 | 0 | 1 | 1 | 1 | 1 | 1 | 1
| 8071 | 1 | 1 | 1 | 1 | 1 | 0.002 | 0.212 | 0 | 0.16501 | 0 | 1 | 1 | 1 | 1 | 1 | 1
| 8072 | 1 | 1 | 1 | 1 | 1 | 0.075 | 0.195 | 0 | 0.16501 | 0 | 1 | 1 | 1 | 1 | 1 | 1
| 8073 | 1 | 1 | 1 | 1 | 1 | 0.201 | 0.204 | 0 | 0.16501 | 0 | 1 | 1 | 1 | 1 | 1 | 1
| 8074 | 1 | 1 | 1 | 1 | 1 | 0.333 | 0.145 | 0 | 0.16501 | 0 | 1 | 1 | 1 | 1 | 1 | 1
| 8075 | 1 | 1 | 1 | 1 | 1 | 0.44 | 0.11 | 0 | 0.16501 | 0 | 1 | 1 | 1 | 1 | 1 | 1
| 8076 | 1 | 1 | 1 | 1 | 1 | 0.508 | 0.09 | 0 | 0.16501 | 0 | 1 | 1 | 1 | 1 | 1 | 1
| 8077 | 1 | 1 | 1 | 1 | 1 | 0.515 | 0.082 | 0 | 0.16501 | 0 | 1 | 1 | 1 | 1 | 1 | 1
| 8078 | 1 | 1 | 1 | 1 | 1 | 0.456 | 0.09 | 0 | 0.16501 | 0 | 1 | 1 | 1 | 1 | 1 | 1
| 8079 | 1 | 1 | 1 | 1 | 1 | 0.35 | 0.107 | 0 | 0.16501 | 0 | 1 | 1 | 1 | 1 | 1 | 1
| 8080 | 1 | 1 | 1 | 1 | 1 | 0.264 | 0.126 | 0 | 0.16501 | 0 | 1 | 1 | 1 | 1 | 1 | 1
| 8081 | 1 | 1 | 1 | 1 | 1 | 0.172 | 0.179 | 0 | 0.16501 | 0 | 1 | 1 | 1 | 1 | 1 | 1
| 8082 | 1 | 1 | 1 | 1 | 1 | 0.07 | 0.252 | 0 | 0.16501 | 0 | 1 | 1 | 1 | 1 | 1 | 1
| 8083 | 1 | 1 | 1 | 1 | 1 | 0.003 | 0.32 | 0 | 0.16501 | 0 | 1 | 1 | 1 | 1 | 1 | 1
| 8084 | 1 | 1 | 1 | 1 | 1 | 0 | 0.386 | 0 | 0.16501 | 0 | 1 | 1 | 1 | 1 | 1 | 1
| 8085 | 1 | 1 | 1 | 1 | 1 | 0 | 0.405 | 0 | 0.16501 | 0 | 1 | 1 | 1 | 1 | 1 | 1
| 8086 | 1 | 1 | 1 | 1 | 1 | 0 | 0.415 | 0 | 0.16501 | 0 | 1 | 1 | 1 | 1 | 1 | 1
| 8087 | 1 | 1 | 1 | 1 | 1 | 0 | 0.395 | 0 | 0.16501 | 0 | 1 | 1 | 1 | 1 | 1 | 1
| 8088 | 1 | 1 | 1 | 1 | 1 | 0 | 0.341 | 0 | 0.16501 | 0 | 1 | 1 | 1 | 1 | 1 | 1
| 8089 | 1 | 1 | 1 | 1 | 1 | 0 | 0.281 | 0 | 0.16501 | 0 | 1 | 1 | 1 | 1 | 1 | 1
| 8090 | 1 | 1 | 1 | 1 | 1 | 0 | 0.27 | 0 | 0.16501 | 0 | 1 | 1 | 1 | 1 | 1 | 1
| 8091 | 1 | 1 | 1 | 1 | 1 | 0 | 0.228 | 0 | 0.16501 | 0 | 1 | 1 | 1 | 1 | 1 | 1
| 8092 | 1 | 1 | 1 | 1 | 1 | 0 | 0.203 | 0 | 0.16501 | 0 | 1 | 1 | 1 | 1 | 1 | 1
| 8093 | 1 | 1 | 1 | 1 | 1 | 0 | 0.164 | 0 | 0.16501 | 0 | 1 | 1 | 1 | 1 | 1 | 1
| 8094 | 1 | 1 | 1 | 1 | 1 | 0 | 0.138 | 0 | 0.16501 | 0 | 1 | 1 | 1 | 1 | 1 | 1
| 8095 | 1 | 1 | 1 | 1 | 1 | 0 | 0.107 | 0 | 0.16501 | 0 | 1 | 1 | 1 | 1 | 1 | 1
| 8096 | 1 | 1 | 1 | 1 | 1 | 0.053 | 0.082 | 0 | 0.16501 | 0 | 1 | 1 | 1 | 1 | 1 | 1
| 8097 | 1 | 1 | 1 | 1 | 1 | 0.163 | 0.097 | 0 | 0.16501 | 0 | 1 | 1 | 1 | 1 | 1 | 1
| 8098 | 1 | 1 | 1 | 1 | 1 | 0.297 | 0.089 | 0 | 0.16501 | 0 | 1 | 1 | 1 | 1 | 1 | 1
| 8099 | 1 | 1 | 1 | 1 | 1 | 0.412 | 0.051 | 0 | 0.16501 | 0 | 1 | 1 | 1 | 1 | 1 | 1
| 8100 | 1 | 1 | 1 | 1 | 1 | 0.485 | 0.018 | 0 | 0.16501 | 0 | 1 | 1 | 1 | 1 | 1 | 1
| 8101 | 1 | 1 | 1 | 1 | 1 | 0.494 | 0.006 | 0 | 0.16501 | 0 | 1 | 1 | 1 | 1 | 1 | 1
| 8102 | 1 | 1 | 1 | 1 | 1 | 0.455 | 0.006 | 0 | 0.16501 | 0 | 1 | 1 | 1 | 1 | 1 | 1
| 8103 | 1 | 1 | 1 | 1 | 1 | 0.394 | 0.017 | 0 | 0.16501 | 0 | 1 | 1 | 1 | 1 | 1 | 1
| 8104 | 1 | 1 | 1 | 1 | 1 | 0.305 | 0.034 | 0 | 0.16501 | 0 | 1 | 1 | 1 | 1 | 1 | 1
| 8105 | 1 | 1 | 1 | 1 | 1 | 0.189 | 0.054 | 0 | 0.16501 | 0 | 1 | 1 | 1 | 1 | 1 | 1
| 8106 | 1 | 1 | 1 | 1 | 1 | 0.08 | 0.079 | 0 | 0.16501 | 0 | 1 | 1 | 1 | 1 | 1 | 1
| 8107 | 1 | 1 | 1 | 1 | 1 | 0.004 | 0.107 | 0 | 0.16501 | 0 | 1 | 1 | 1 | 1 | 1 | 1
| 8108 | 1 | 1 | 1 | 1 | 1 | 0 | 0.139 | 0 | 0.16501 | 0 | 1 | 1 | 1 | 1 | 1 | 1
| 8109 | 1 | 1 | 1 | 1 | 1 | 0 | 0.164 | 0 | 0.16501 | 0 | 1 | 1 | 1 | 1 | 1 | 1
| 8110 | 1 | 1 | 1 | 1 | 1 | 0 | 0.192 | 0 | 0.16501 | 0 | 1 | 1 | 1 | 1 | 1 | 1
| 8111 | 1 | 1 | 1 | 1 | 1 | 0 | 0.231 | 0 | 0.16501 | 0 | 1 | 1 | 1 | 1 | 1 | 1
| 8112 | 1 | 1 | 1 | 1 | 1 | 0 | 0.249 | 0 | 0.16501 | 0 | 1 | 1 | 1 | 1 | 1 | 1
| 8113 | 1 | 1 | 1 | 1 | 1 | 0 | 0.2 | 0 | 0.16501 | 0 | 1 | 1 | 1 | 1 | 1 | 1
| 8114 | 1 | 1 | 1 | 1 | 1 | 0 | 0.146 | 0 | 0.16501 | 0 | 1 | 1 | 1 | 1 | 1 | 1
| 8115 | 1 | 1 | 1 | 1 | 1 | 0 | 0.105 | 0 | 0.16501 | 0 | 1 | 1 | 1 | 1 | 1 | 1
| 8116 | 1 | 1 | 1 | 1 | 1 | 0 | 0.076 | 0 | 0.16501 | 0 | 1 | 1 | 1 | 1 | 1 | 1
| 8117 | 1 | 1 | 1 | 1 | 1 | 0 | 0.066 | 0 | 0.16501 | 0 | 1 | 1 | 1 | 1 | 1 | 1
| 8118 | 1 | 1 | 1 | 1 | 1 | 0 | 0.064 | 0 | 0.16501 | 0 | 1 | 1 | 1 | 1 | 1 | 1
| 8119 | 1 | 1 | 1 | 1 | 1 | 0.002 | 0.061 | 0 | 0.16501 | 0 | 1 | 1 | 1 | 1 | 1 | 1
| 8120 | 1 | 1 | 1 | 1 | 1 | 0.068 | 0.041 | 0 | 0.16501 | 0 | 1 | 1 | 1 | 1 | 1 | 1
| 8121 | 1 | 1 | 1 | 1 | 1 | 0.197 | 0.024 | 0 | 0.16501 | 0 | 1 | 1 | 1 | 1 | 1 | 1
| 8122 | 1 | 1 | 1 | 1 | 1 | 0.341 | 0.014 | 0 | 0.16501 | 0 | 1 | 1 | 1 | 1 | 1 | 1
| 8123 | 1 | 1 | 1 | 1 | 1 | 0.444 | 0.016 | 0 | 0.16501 | 0 | 1 | 1 | 1 | 1 | 1 | 1
| 8124 | 1 | 1 | 1 | 1 | 1 | 0.505 | 0.024 | 0 | 0.16501 | 0 | 1 | 1 | 1 | 1 | 1 | 1
| 8125 | 1 | 1 | 1 | 1 | 1 | 0.514 | 0.033 | 0 | 0.16501 | 0 | 1 | 1 | 1 | 1 | 1 | 1
| 8126 | 1 | 1 | 1 | 1 | 1 | 0.485 | 0.046 | 0 | 0.16501 | 0 | 1 | 1 | 1 | 1 | 1 | 1
| 8127 | 1 | 1 | 1 | 1 | 1 | 0.419 | 0.066 | 0 | 0.16501 | 0 | 1 | 1 | 1 | 1 | 1 | 1
| 8128 | 1 | 1 | 1 | 1 | 1 | 0.318 | 0.087 | 0 | 0.16501 | 0 | 1 | 1 | 1 | 1 | 1 | 1
| 8129 | 1 | 1 | 1 | 1 | 1 | 0.19 | 0.117 | 0 | 0.16501 | 0 | 1 | 1 | 1 | 1 | 1 | 1
| 8130 | 1 | 1 | 1 | 1 | 1 | 0.075 | 0.155 | 0 | 0.16501 | 0 | 1 | 1 | 1 | 1 | 1 | 1
| 8131 | 1 | 1 | 1 | 1 | 1 | 0.004 | 0.208 | 0 | 0.16501 | 0 | 1 | 1 | 1 | 1 | 1 | 1
| 8132 | 1 | 1 | 1 | 1 | 1 | 0 | 0.289 | 0 | 0.16501 | 0 | 1 | 1 | 1 | 1 | 1 | 1
| 8133 | 1 | 1 | 1 | 1 | 1 | 0 | 0.351 | 0 | 0.16501 | 0 | 1 | 1 | 1 | 1 | 1 | 1
| 8134 | 1 | 1 | 1 | 1 | 1 | 0 | 0.357 | 0 | 0.16501 | 0 | 1 | 1 | 1 | 1 | 1 | 1
| 8135 | 1 | 1 | 1 | 1 | 1 | 0 | 0.35 | 0 | 0.16501 | 0 | 1 | 1 | 1 | 1 | 1 | 1
| 8136 | 1 | 1 | 1 | 1 | 1 | 0 | 0.358 | 0 | 0.16501 | 0 | 1 | 1 | 1 | 1 | 1 | 1
| 8137 | 1 | 1 | 1 | 1 | 1 | 0 | 0.371 | 0 | 0.16501 | 0 | 1 | 1 | 1 | 1 | 1 | 1
| 8138 | 1 | 1 | 1 | 1 | 1 | 0 | 0.313 | 0 | 0.16501 | 0 | 1 | 1 | 1 | 1 | 1 | 1
| 8139 | 1 | 1 | 1 | 1 | 1 | 0 | 0.195 | 0 | 0.16501 | 0 | 1 | 1 | 1 | 1 | 1 | 1
| 8140 | 1 | 1 | 1 | 1 | 1 | 0 | 0.18 | 0 | 0.16501 | 0 | 1 | 1 | 1 | 1 | 1 | 1
| 8141 | 1 | 1 | 1 | 1 | 1 | 0 | 0.133 | 0 | 0.16501 | 0 | 1 | 1 | 1 | 1 | 1 | 1
| 8142 | 1 | 1 | 1 | 1 | 1 | 0 | 0.115 | 0 | 0.16501 | 0 | 1 | 1 | 1 | 1 | 1 | 1
| 8143 | 1 | 1 | 1 | 1 | 1 | 0.002 | 0.112 | 0 | 0.16501 | 0 | 1 | 1 | 1 | 1 | 1 | 1
| 8144 | 1 | 1 | 1 | 1 | 1 | 0.073 | 0.077 | 0 | 0.16501 | 0 | 1 | 1 | 1 | 1 | 1 | 1
| 8145 | 1 | 1 | 1 | 1 | 1 | 0.201 | 0.06 | 0 | 0.16501 | 0 | 1 | 1 | 1 | 1 | 1 | 1
| 8146 | 1 | 1 | 1 | 1 | 1 | 0.338 | 0.054 | 0 | 0.16501 | 0 | 1 | 1 | 1 | 1 | 1 | 1
| 8147 | 1 | 1 | 1 | 1 | 1 | 0.444 | 0.054 | 0 | 0.16501 | 0 | 1 | 1 | 1 | 1 | 1 | 1
| 8148 | 1 | 1 | 1 | 1 | 1 | 0.504 | 0.051 | 0 | 0.16501 | 0 | 1 | 1 | 1 | 1 | 1 | 1
| 8149 | 1 | 1 | 1 | 1 | 1 | 0.508 | 0.053 | 0 | 0.16501 | 0 | 1 | 1 | 1 | 1 | 1 | 1
| 8150 | 1 | 1 | 1 | 1 | 1 | 0.465 | 0.061 | 0 | 0.16501 | 0 | 1 | 1 | 1 | 1 | 1 | 1
| 8151 | 1 | 1 | 1 | 1 | 1 | 0.38 | 0.097 | 0 | 0.16501 | 0 | 1 | 1 | 1 | 1 | 1 | 1
| 8152 | 1 | 1 | 1 | 1 | 1 | 0.231 | 0.155 | 0 | 0.16501 | 0 | 1 | 1 | 1 | 1 | 1 | 1
| 8153 | 1 | 1 | 1 | 1 | 1 | 0.137 | 0.22 | 0 | 0.16501 | 0 | 1 | 1 | 1 | 1 | 1 | 1
| 8154 | 1 | 1 | 1 | 1 | 1 | 0.053 | 0.259 | 0 | 0.16501 | 0 | 1 | 1 | 1 | 1 | 1 | 1
| 8155 | 1 | 1 | 1 | 1 | 1 | 0.002 | 0.286 | 0 | 0.16501 | 0 | 1 | 1 | 1 | 1 | 1 | 1
| 8156 | 1 | 1 | 1 | 1 | 1 | 0 | 0.294 | 0 | 0.16501 | 0 | 1 | 1 | 1 | 1 | 1 | 1
| 8157 | 1 | 1 | 1 | 1 | 1 | 0 | 0.278 | 0 | 0.16501 | 0 | 1 | 1 | 1 | 1 | 1 | 1
| 8158 | 1 | 1 | 1 | 1 | 1 | 0 | 0.289 | 0 | 0.16501 | 0 | 1 | 1 | 1 | 1 | 1 | 1
| 8159 | 1 | 1 | 1 | 1 | 1 | 0 | 0.362 | 0 | 0.16501 | 0 | 1 | 1 | 1 | 1 | 1 | 1
| 8160 | 1 | 1 | 1 | 1 | 1 | 0 | 0.442 | 0 | 0.16501 | 0 | 1 | 1 | 1 | 1 | 1 | 1
| 8161 | 1 | 1 | 1 | 1 | 1 | 0 | 0.426 | 0 | 0.16501 | 0 | 1 | 1 | 1 | 1 | 1 | 1
| 8162 | 1 | 1 | 1 | 1 | 1 | 0 | 0.31 | 0 | 0.16501 | 0 | 1 | 1 | 1 | 1 | 1 | 1
| 8163 | 1 | 1 | 1 | 1 | 1 | 0 | 0.24 | 0 | 0.16501 | 0 | 1 | 1 | 1 | 1 | 1 | 1
| 8164 | 1 | 1 | 1 | 1 | 1 | 0 | 0.197 | 0 | 0.16501 | 0 | 1 | 1 | 1 | 1 | 1 | 1
| 8165 | 1 | 1 | 1 | 1 | 1 | 0 | 0.178 | 0 | 0.16501 | 0 | 1 | 1 | 1 | 1 | 1 | 1
| 8166 | 1 | 1 | 1 | 1 | 1 | 0 | 0.22 | 0 | 0.16501 | 0 | 1 | 1 | 1 | 1 | 1 | 1
| 8167 | 1 | 1 | 1 | 1 | 1 | 0.002 | 0.238 | 0 | 0.16501 | 0 | 1 | 1 | 1 | 1 | 1 | 1
| 8168 | 1 | 1 | 1 | 1 | 1 | 0.077 | 0.199 | 0 | 0.16501 | 0 | 1 | 1 | 1 | 1 | 1 | 1
| 8169 | 1 | 1 | 1 | 1 | 1 | 0.183 | 0.235 | 0 | 0.16501 | 0 | 1 | 1 | 1 | 1 | 1 | 1
| 8170 | 1 | 1 | 1 | 1 | 1 | 0.27 | 0.202 | 0 | 0.16501 | 0 | 1 | 1 | 1 | 1 | 1 | 1
| 8171 | 1 | 1 | 1 | 1 | 1 | 0.336 | 0.153 | 0 | 0.16501 | 0 | 1 | 1 | 1 | 1 | 1 | 1
| 8172 | 1 | 1 | 1 | 1 | 1 | 0.397 | 0.103 | 0 | 0.16501 | 0 | 1 | 1 | 1 | 1 | 1 | 1
| 8173 | 1 | 1 | 1 | 1 | 1 | 0.462 | 0.064 | 0 | 0.16501 | 0 | 1 | 1 | 1 | 1 | 1 | 1
| 8174 | 1 | 1 | 1 | 1 | 1 | 0.45 | 0.049 | 0 | 0.16501 | 0 | 1 | 1 | 1 | 1 | 1 | 1
| 8175 | 1 | 1 | 1 | 1 | 1 | 0.387 | 0.047 | 0 | 0.16501 | 0 | 1 | 1 | 1 | 1 | 1 | 1
| 8176 | 1 | 1 | 1 | 1 | 1 | 0.293 | 0.054 | 0 | 0.16501 | 0 | 1 | 1 | 1 | 1 | 1 | 1
| 8177 | 1 | 1 | 1 | 1 | 1 | 0.167 | 0.088 | 0 | 0.16501 | 0 | 1 | 1 | 1 | 1 | 1 | 1
| 8178 | 1 | 1 | 1 | 1 | 1 | 0.063 | 0.161 | 0 | 0.16501 | 0 | 1 | 1 | 1 | 1 | 1 | 1
| 8179 | 1 | 1 | 1 | 1 | 1 | 0.001 | 0.223 | 0 | 0.16501 | 0 | 1 | 1 | 1 | 1 | 1 | 1
| 8180 | 1 | 1 | 1 | 1 | 1 | 0 | 0.239 | 0 | 0.16501 | 0 | 1 | 1 | 1 | 1 | 1 | 1
| 8181 | 1 | 1 | 1 | 1 | 1 | 0 | 0.242 | 0 | 0.16501 | 0 | 1 | 1 | 1 | 1 | 1 | 1
| 8182 | 1 | 1 | 1 | 1 | 1 | 0 | 0.233 | 0 | 0.16501 | 0 | 1 | 1 | 1 | 1 | 1 | 1
| 8183 | 1 | 1 | 1 | 1 | 1 | 0 | 0.223 | 0 | 0.16501 | 0 | 1 | 1 | 1 | 1 | 1 | 1
| 8184 | 1 | 1 | 1 | 1 | 1 | 0 | 0.207 | 0 | 0.16501 | 0 | 1 | 1 | 1 | 1 | 1 | 1
| 8185 | 1 | 1 | 1 | 1 | 1 | 0 | 0.188 | 0 | 0.16501 | 0 | 1 | 1 | 1 | 1 | 1 | 1
| 8186 | 1 | 1 | 1 | 1 | 1 | 0 | 0.171 | 0 | 0.16501 | 0 | 1 | 1 | 1 | 1 | 1 | 1
| 8187 | 1 | 1 | 1 | 1 | 1 | 0 | 0.134 | 0 | 0.16501 | 0 | 1 | 1 | 1 | 1 | 1 | 1
| 8188 | 1 | 1 | 1 | 1 | 1 | 0 | 0.109 | 0 | 0.16501 | 0 | 1 | 1 | 1 | 1 | 1 | 1
| 8189 | 1 | 1 | 1 | 1 | 1 | 0 | 0.1 | 0 | 0.16501 | 0 | 1 | 1 | 1 | 1 | 1 | 1
| 8190 | 1 | 1 | 1 | 1 | 1 | 0 | 0.093 | 0 | 0.16501 | 0 | 1 | 1 | 1 | 1 | 1 | 1
| 8191 | 1 | 1 | 1 | 1 | 1 | 0.001 | 0.083 | 0 | 0.16501 | 0 | 1 | 1 | 1 | 1 | 1 | 1
| 8192 | 1 | 1 | 1 | 1 | 1 | 0.074 | 0.062 | 0 | 0.16501 | 0 | 1 | 1 | 1 | 1 | 1 | 1
| 8193 | 1 | 1 | 1 | 1 | 1 | 0.198 | 0.079 | 0 | 0.16501 | 0 | 1 | 1 | 1 | 1 | 1 | 1
| 8194 | 1 | 1 | 1 | 1 | 1 | 0.321 | 0.074 | 0 | 0.16501 | 0 | 1 | 1 | 1 | 1 | 1 | 1
| 8195 | 1 | 1 | 1 | 1 | 1 | 0.428 | 0.056 | 0 | 0.16501 | 0 | 1 | 1 | 1 | 1 | 1 | 1
| 8196 | 1 | 1 | 1 | 1 | 1 | 0.487 | 0.043 | 0 | 0.16501 | 0 | 1 | 1 | 1 | 1 | 1 | 1
| 8197 | 1 | 1 | 1 | 1 | 1 | 0.489 | 0.038 | 0 | 0.16501 | 0 | 1 | 1 | 1 | 1 | 1 | 1
| 8198 | 1 | 1 | 1 | 1 | 1 | 0.451 | 0.036 | 0 | 0.16501 | 0 | 1 | 1 | 1 | 1 | 1 | 1
| 8199 | 1 | 1 | 1 | 1 | 1 | 0.39 | 0.033 | 0 | 0.16501 | 0 | 1 | 1 | 1 | 1 | 1 | 1
| 8200 | 1 | 1 | 1 | 1 | 1 | 0.287 | 0.034 | 0 | 0.16501 | 0 | 1 | 1 | 1 | 1 | 1 | 1
| 8201 | 1 | 1 | 1 | 1 | 1 | 0.177 | 0.056 | 0 | 0.16501 | 0 | 1 | 1 | 1 | 1 | 1 | 1
| 8202 | 1 | 1 | 1 | 1 | 1 | 0.073 | 0.106 | 0 | 0.16501 | 0 | 1 | 1 | 1 | 1 | 1 | 1
| 8203 | 1 | 1 | 1 | 1 | 1 | 0.003 | 0.148 | 0 | 0.16501 | 0 | 1 | 1 | 1 | 1 | 1 | 1
| 8204 | 1 | 1 | 1 | 1 | 1 | 0 | 0.167 | 0 | 0.16501 | 0 | 1 | 1 | 1 | 1 | 1 | 1
| 8205 | 1 | 1 | 1 | 1 | 1 | 0 | 0.176 | 0 | 0.16501 | 0 | 1 | 1 | 1 | 1 | 1 | 1
| 8206 | 1 | 1 | 1 | 1 | 1 | 0 | 0.202 | 0 | 0.16501 | 0 | 1 | 1 | 1 | 1 | 1 | 1
| 8207 | 1 | 1 | 1 | 1 | 1 | 0 | 0.2 | 0 | 0.16501 | 0 | 1 | 1 | 1 | 1 | 1 | 1
| 8208 | 1 | 1 | 1 | 1 | 1 | 0 | 0.157 | 0 | 0.16501 | 0 | 1 | 1 | 1 | 1 | 1 | 1
| 8209 | 1 | 1 | 1 | 1 | 1 | 0 | 0.121 | 0 | 0.16501 | 0 | 1 | 1 | 1 | 1 | 1 | 1
| 8210 | 1 | 1 | 1 | 1 | 1 | 0 | 0.111 | 0 | 0.16501 | 0 | 1 | 1 | 1 | 1 | 1 | 1
| 8211 | 1 | 1 | 1 | 1 | 1 | 0 | 0.113 | 0 | 0.16501 | 0 | 1 | 1 | 1 | 1 | 1 | 1
| 8212 | 1 | 1 | 1 | 1 | 1 | 0 | 0.112 | 0 | 0.16501 | 0 | 1 | 1 | 1 | 1 | 1 | 1
| 8213 | 1 | 1 | 1 | 1 | 1 | 0 | 0.111 | 0 | 0.16501 | 0 | 1 | 1 | 1 | 1 | 1 | 1
| 8214 | 1 | 1 | 1 | 1 | 1 | 0 | 0.13 | 0 | 0.16501 | 0 | 1 | 1 | 1 | 1 | 1 | 1
| 8215 | 1 | 1 | 1 | 1 | 1 | 0.002 | 0.159 | 0 | 0.16501 | 0 | 1 | 1 | 1 | 1 | 1 | 1
| 8216 | 1 | 1 | 1 | 1 | 1 | 0.077 | 0.133 | 0 | 0.16501 | 0 | 1 | 1 | 1 | 1 | 1 | 1
| 8217 | 1 | 1 | 1 | 1 | 1 | 0.207 | 0.144 | 0 | 0.16501 | 0 | 1 | 1 | 1 | 1 | 1 | 1
| 8218 | 1 | 1 | 1 | 1 | 1 | 0.325 | 0.101 | 0 | 0.16501 | 0 | 1 | 1 | 1 | 1 | 1 | 1
| 8219 | 1 | 1 | 1 | 1 | 1 | 0.411 | 0.05 | 0 | 0.16501 | 0 | 1 | 1 | 1 | 1 | 1 | 1
| 8220 | 1 | 1 | 1 | 1 | 1 | 0.47 | 0.017 | 0 | 0.16501 | 0 | 1 | 1 | 1 | 1 | 1 | 1
| 8221 | 1 | 1 | 1 | 1 | 1 | 0.446 | 0.005 | 0 | 0.16501 | 0 | 1 | 1 | 1 | 1 | 1 | 1
| 8222 | 1 | 1 | 1 | 1 | 1 | 0.356 | 0.006 | 0 | 0.16501 | 0 | 1 | 1 | 1 | 1 | 1 | 1
| 8223 | 1 | 1 | 1 | 1 | 1 | 0.285 | 0.014 | 0 | 0.16501 | 0 | 1 | 1 | 1 | 1 | 1 | 1
| 8224 | 1 | 1 | 1 | 1 | 1 | 0.179 | 0.035 | 0 | 0.16501 | 0 | 1 | 1 | 1 | 1 | 1 | 1
| 8225 | 1 | 1 | 1 | 1 | 1 | 0.089 | 0.061 | 0 | 0.16501 | 0 | 1 | 1 | 1 | 1 | 1 | 1
| 8226 | 1 | 1 | 1 | 1 | 1 | 0.029 | 0.073 | 0 | 0.16501 | 0 | 1 | 1 | 1 | 1 | 1 | 1
| 8227 | 1 | 1 | 1 | 1 | 1 | 0 | 0.088 | 0 | 0.16501 | 0 | 1 | 1 | 1 | 1 | 1 | 1
| 8228 | 1 | 1 | 1 | 1 | 1 | 0 | 0.13 | 0 | 0.16501 | 0 | 1 | 1 | 1 | 1 | 1 | 1
| 8229 | 1 | 1 | 1 | 1 | 1 | 0 | 0.16 | 0 | 0.16501 | 0 | 1 | 1 | 1 | 1 | 1 | 1
| 8230 | 1 | 1 | 1 | 1 | 1 | 0 | 0.208 | 0 | 0.16501 | 0 | 1 | 1 | 1 | 1 | 1 | 1
| 8231 | 1 | 1 | 1 | 1 | 1 | 0 | 0.261 | 0 | 0.16501 | 0 | 1 | 1 | 1 | 1 | 1 | 1
| 8232 | 1 | 1 | 1 | 1 | 1 | 0 | 0.314 | 0 | 0.16501 | 0 | 1 | 1 | 1 | 1 | 1 | 1
| 8233 | 1 | 1 | 1 | 1 | 1 | 0 | 0.4 | 0 | 0.16501 | 0 | 1 | 1 | 1 | 1 | 1 | 1
| 8234 | 1 | 1 | 1 | 1 | 1 | 0 | 0.469 | 0 | 0.16501 | 0 | 1 | 1 | 1 | 1 | 1 | 1
| 8235 | 1 | 1 | 1 | 1 | 1 | 0 | 0.473 | 0 | 0.16501 | 0 | 1 | 1 | 1 | 1 | 1 | 1
| 8236 | 1 | 1 | 1 | 1 | 1 | 0 | 0.4 | 0 | 0.16501 | 0 | 1 | 1 | 1 | 1 | 1 | 1
| 8237 | 1 | 1 | 1 | 1 | 1 | 0 | 0.302 | 0 | 0.16501 | 0 | 1 | 1 | 1 | 1 | 1 | 1
| 8238 | 1 | 1 | 1 | 1 | 1 | 0 | 0.248 | 0 | 0.16501 | 0 | 1 | 1 | 1 | 1 | 1 | 1
| 8239 | 1 | 1 | 1 | 1 | 1 | 0.001 | 0.231 | 0 | 0.16501 | 0 | 1 | 1 | 1 | 1 | 1 | 1
| 8240 | 1 | 1 | 1 | 1 | 1 | 0.07 | 0.223 | 0 | 0.16501 | 0 | 1 | 1 | 1 | 1 | 1 | 1
| 8241 | 1 | 1 | 1 | 1 | 1 | 0.198 | 0.332 | 0 | 0.16501 | 0 | 1 | 1 | 1 | 1 | 1 | 1
| 8242 | 1 | 1 | 1 | 1 | 1 | 0.322 | 0.294 | 0 | 0.16501 | 0 | 1 | 1 | 1 | 1 | 1 | 1
| 8243 | 1 | 1 | 1 | 1 | 1 | 0.429 | 0.237 | 0 | 0.16501 | 0 | 1 | 1 | 1 | 1 | 1 | 1
| 8244 | 1 | 1 | 1 | 1 | 1 | 0.491 | 0.176 | 0 | 0.16501 | 0 | 1 | 1 | 1 | 1 | 1 | 1
| 8245 | 1 | 1 | 1 | 1 | 1 | 0.511 | 0.145 | 0 | 0.16501 | 0 | 1 | 1 | 1 | 1 | 1 | 1
| 8246 | 1 | 1 | 1 | 1 | 1 | 0.472 | 0.151 | 0 | 0.16501 | 0 | 1 | 1 | 1 | 1 | 1 | 1
| 8247 | 1 | 1 | 1 | 1 | 1 | 0.396 | 0.164 | 0 | 0.16501 | 0 | 1 | 1 | 1 | 1 | 1 | 1
| 8248 | 1 | 1 | 1 | 1 | 1 | 0.294 | 0.199 | 0 | 0.16501 | 0 | 1 | 1 | 1 | 1 | 1 | 1
| 8249 | 1 | 1 | 1 | 1 | 1 | 0.18 | 0.271 | 0 | 0.16501 | 0 | 1 | 1 | 1 | 1 | 1 | 1
| 8250 | 1 | 1 | 1 | 1 | 1 | 0.06 | 0.328 | 0 | 0.16501 | 0 | 1 | 1 | 1 | 1 | 1 | 1
| 8251 | 1 | 1 | 1 | 1 | 1 | 0.001 | 0.355 | 0 | 0.16501 | 0 | 1 | 1 | 1 | 1 | 1 | 1
| 8252 | 1 | 1 | 1 | 1 | 1 | 0 | 0.386 | 0 | 0.16501 | 0 | 1 | 1 | 1 | 1 | 1 | 1
| 8253 | 1 | 1 | 1 | 1 | 1 | 0 | 0.402 | 0 | 0.16501 | 0 | 1 | 1 | 1 | 1 | 1 | 1
| 8254 | 1 | 1 | 1 | 1 | 1 | 0 | 0.421 | 0 | 0.16501 | 0 | 1 | 1 | 1 | 1 | 1 | 1
| 8255 | 1 | 1 | 1 | 1 | 1 | 0 | 0.412 | 0 | 0.16501 | 0 | 1 | 1 | 1 | 1 | 1 | 1
| 8256 | 1 | 1 | 1 | 1 | 1 | 0 | 0.411 | 0 | 0.16501 | 0 | 1 | 1 | 1 | 1 | 1 | 1
| 8257 | 1 | 1 | 1 | 1 | 1 | 0 | 0.422 | 0 | 0.16501 | 0 | 1 | 1 | 1 | 1 | 1 | 1
| 8258 | 1 | 1 | 1 | 1 | 1 | 0 | 0.436 | 0 | 0.16501 | 0 | 1 | 1 | 1 | 1 | 1 | 1
| 8259 | 1 | 1 | 1 | 1 | 1 | 0 | 0.368 | 0 | 0.16501 | 0 | 1 | 1 | 1 | 1 | 1 | 1
| 8260 | 1 | 1 | 1 | 1 | 1 | 0 | 0.26 | 0 | 0.16501 | 0 | 1 | 1 | 1 | 1 | 1 | 1
| 8261 | 1 | 1 | 1 | 1 | 1 | 0 | 0.225 | 0 | 0.16501 | 0 | 1 | 1 | 1 | 1 | 1 | 1
| 8262 | 1 | 1 | 1 | 1 | 1 | 0 | 0.212 | 0 | 0.16501 | 0 | 1 | 1 | 1 | 1 | 1 | 1
| 8263 | 1 | 1 | 1 | 1 | 1 | 0.001 | 0.236 | 0 | 0.16501 | 0 | 1 | 1 | 1 | 1 | 1 | 1
| 8264 | 1 | 1 | 1 | 1 | 1 | 0.067 | 0.27 | 0 | 0.16501 | 0 | 1 | 1 | 1 | 1 | 1 | 1
| 8265 | 1 | 1 | 1 | 1 | 1 | 0.194 | 0.322 | 0 | 0.16501 | 0 | 1 | 1 | 1 | 1 | 1 | 1
| 8266 | 1 | 1 | 1 | 1 | 1 | 0.336 | 0.401 | 0 | 0.16501 | 0 | 1 | 1 | 1 | 1 | 1 | 1
| 8267 | 1 | 1 | 1 | 1 | 1 | 0.447 | 0.47 | 0 | 0.16501 | 0 | 1 | 1 | 1 | 1 | 1 | 1
| 8268 | 1 | 1 | 1 | 1 | 1 | 0.5 | 0.488 | 0 | 0.16501 | 0 | 1 | 1 | 1 | 1 | 1 | 1
| 8269 | 1 | 1 | 1 | 1 | 1 | 0.502 | 0.48 | 0 | 0.16501 | 0 | 1 | 1 | 1 | 1 | 1 | 1
| 8270 | 1 | 1 | 1 | 1 | 1 | 0.461 | 0.47 | 0 | 0.16501 | 0 | 1 | 1 | 1 | 1 | 1 | 1
| 8271 | 1 | 1 | 1 | 1 | 1 | 0.389 | 0.47 | 0 | 0.16501 | 0 | 1 | 1 | 1 | 1 | 1 | 1
| 8272 | 1 | 1 | 1 | 1 | 1 | 0.302 | 0.479 | 0 | 0.16501 | 0 | 1 | 1 | 1 | 1 | 1 | 1
| 8273 | 1 | 1 | 1 | 1 | 1 | 0.192 | 0.498 | 0 | 0.16501 | 0 | 1 | 1 | 1 | 1 | 1 | 1
| 8274 | 1 | 1 | 1 | 1 | 1 | 0.08 | 0.473 | 0 | 0.16501 | 0 | 1 | 1 | 1 | 1 | 1 | 1
| 8275 | 1 | 1 | 1 | 1 | 1 | 0.004 | 0.396 | 0 | 0.16501 | 0 | 1 | 1 | 1 | 1 | 1 | 1
| 8276 | 1 | 1 | 1 | 1 | 1 | 0 | 0.411 | 0 | 0.16501 | 0 | 1 | 1 | 1 | 1 | 1 | 1
| 8277 | 1 | 1 | 1 | 1 | 1 | 0 | 0.37 | 0 | 0.16501 | 0 | 1 | 1 | 1 | 1 | 1 | 1
| 8278 | 1 | 1 | 1 | 1 | 1 | 0 | 0.348 | 0 | 0.16501 | 0 | 1 | 1 | 1 | 1 | 1 | 1
| 8279 | 1 | 1 | 1 | 1 | 1 | 0 | 0.305 | 0 | 0.16501 | 0 | 1 | 1 | 1 | 1 | 1 | 1
| 8280 | 1 | 1 | 1 | 1 | 1 | 0 | 0.253 | 0 | 0.16501 | 0 | 1 | 1 | 1 | 1 | 1 | 1
| 8281 | 1 | 1 | 1 | 1 | 1 | 0 | 0.249 | 0 | 0.16501 | 0 | 1 | 1 | 1 | 1 | 1 | 1
| 8282 | 1 | 1 | 1 | 1 | 1 | 0 | 0.22 | 0 | 0.16501 | 0 | 1 | 1 | 1 | 1 | 1 | 1
| 8283 | 1 | 1 | 1 | 1 | 1 | 0 | 0.186 | 0 | 0.16501 | 0 | 1 | 1 | 1 | 1 | 1 | 1
| 8284 | 1 | 1 | 1 | 1 | 1 | 0 | 0.17 | 0 | 0.16501 | 0 | 1 | 1 | 1 | 1 | 1 | 1
| 8285 | 1 | 1 | 1 | 1 | 1 | 0 | 0.159 | 0 | 0.16501 | 0 | 1 | 1 | 1 | 1 | 1 | 1
| 8286 | 1 | 1 | 1 | 1 | 1 | 0 | 0.167 | 0 | 0.16501 | 0 | 1 | 1 | 1 | 1 | 1 | 1
| 8287 | 1 | 1 | 1 | 1 | 1 | 0.003 | 0.183 | 0 | 0.16501 | 0 | 1 | 1 | 1 | 1 | 1 | 1
| 8288 | 1 | 1 | 1 | 1 | 1 | 0.05 | 0.133 | 0 | 0.16501 | 0 | 1 | 1 | 1 | 1 | 1 | 1
| 8289 | 1 | 1 | 1 | 1 | 1 | 0.187 | 0.207 | 0 | 0.16501 | 0 | 1 | 1 | 1 | 1 | 1 | 1
| 8290 | 1 | 1 | 1 | 1 | 1 | 0.335 | 0.289 | 0 | 0.16501 | 0 | 1 | 1 | 1 | 1 | 1 | 1
| 8291 | 1 | 1 | 1 | 1 | 1 | 0.445 | 0.284 | 0 | 0.16501 | 0 | 1 | 1 | 1 | 1 | 1 | 1
| 8292 | 1 | 1 | 1 | 1 | 1 | 0.511 | 0.261 | 0 | 0.16501 | 0 | 1 | 1 | 1 | 1 | 1 | 1
| 8293 | 1 | 1 | 1 | 1 | 1 | 0.511 | 0.236 | 0 | 0.16501 | 0 | 1 | 1 | 1 | 1 | 1 | 1
| 8294 | 1 | 1 | 1 | 1 | 1 | 0.479 | 0.225 | 0 | 0.16501 | 0 | 1 | 1 | 1 | 1 | 1 | 1
| 8295 | 1 | 1 | 1 | 1 | 1 | 0.405 | 0.249 | 0 | 0.16501 | 0 | 1 | 1 | 1 | 1 | 1 | 1
| 8296 | 1 | 1 | 1 | 1 | 1 | 0.296 | 0.303 | 0 | 0.16501 | 0 | 1 | 1 | 1 | 1 | 1 | 1
| 8297 | 1 | 1 | 1 | 1 | 1 | 0.176 | 0.368 | 0 | 0.16501 | 0 | 1 | 1 | 1 | 1 | 1 | 1
| 8298 | 1 | 1 | 1 | 1 | 1 | 0.068 | 0.395 | 0 | 0.16501 | 0 | 1 | 1 | 1 | 1 | 1 | 1
| 8299 | 1 | 1 | 1 | 1 | 1 | 0.005 | 0.38 | 0 | 0.16501 | 0 | 1 | 1 | 1 | 1 | 1 | 1
| 8300 | 1 | 1 | 1 | 1 | 1 | 0 | 0.385 | 0 | 0.16501 | 0 | 1 | 1 | 1 | 1 | 1 | 1
| 8301 | 1 | 1 | 1 | 1 | 1 | 0 | 0.333 | 0 | 0.16501 | 0 | 1 | 1 | 1 | 1 | 1 | 1
| 8302 | 1 | 1 | 1 | 1 | 1 | 0 | 0.313 | 0 | 0.16501 | 0 | 1 | 1 | 1 | 1 | 1 | 1
| 8303 | 1 | 1 | 1 | 1 | 1 | 0 | 0.267 | 0 | 0.16501 | 0 | 1 | 1 | 1 | 1 | 1 | 1
| 8304 | 1 | 1 | 1 | 1 | 1 | 0 | 0.242 | 0 | 0.16501 | 0 | 1 | 1 | 1 | 1 | 1 | 1
| 8305 | 1 | 1 | 1 | 1 | 1 | 0 | 0.238 | 0 | 0.16501 | 0 | 1 | 1 | 1 | 1 | 1 | 1
| 8306 | 1 | 1 | 1 | 1 | 1 | 0 | 0.226 | 0 | 0.16501 | 0 | 1 | 1 | 1 | 1 | 1 | 1
| 8307 | 1 | 1 | 1 | 1 | 1 | 0 | 0.237 | 0 | 0.16501 | 0 | 1 | 1 | 1 | 1 | 1 | 1
| 8308 | 1 | 1 | 1 | 1 | 1 | 0 | 0.266 | 0 | 0.16501 | 0 | 1 | 1 | 1 | 1 | 1 | 1
| 8309 | 1 | 1 | 1 | 1 | 1 | 0 | 0.289 | 0 | 0.16501 | 0 | 1 | 1 | 1 | 1 | 1 | 1
| 8310 | 1 | 1 | 1 | 1 | 1 | 0 | 0.281 | 0 | 0.16501 | 0 | 1 | 1 | 1 | 1 | 1 | 1
| 8311 | 1 | 1 | 1 | 1 | 1 | 0.002 | 0.252 | 0 | 0.16501 | 0 | 1 | 1 | 1 | 1 | 1 | 1
| 8312 | 1 | 1 | 1 | 1 | 1 | 0.072 | 0.18 | 0 | 0.16501 | 0 | 1 | 1 | 1 | 1 | 1 | 1
| 8313 | 1 | 1 | 1 | 1 | 1 | 0.194 | 0.181 | 0 | 0.16501 | 0 | 1 | 1 | 1 | 1 | 1 | 1
| 8314 | 1 | 1 | 1 | 1 | 1 | 0.314 | 0.228 | 0 | 0.16501 | 0 | 1 | 1 | 1 | 1 | 1 | 1
| 8315 | 1 | 1 | 1 | 1 | 1 | 0.388 | 0.223 | 0 | 0.16501 | 0 | 1 | 1 | 1 | 1 | 1 | 1
| 8316 | 1 | 1 | 1 | 1 | 1 | 0.433 | 0.191 | 0 | 0.16501 | 0 | 1 | 1 | 1 | 1 | 1 | 1
| 8317 | 1 | 1 | 1 | 1 | 1 | 0.465 | 0.168 | 0 | 0.16501 | 0 | 1 | 1 | 1 | 1 | 1 | 1
| 8318 | 1 | 1 | 1 | 1 | 1 | 0.457 | 0.164 | 0 | 0.16501 | 0 | 1 | 1 | 1 | 1 | 1 | 1
| 8319 | 1 | 1 | 1 | 1 | 1 | 0.409 | 0.175 | 0 | 0.16501 | 0 | 1 | 1 | 1 | 1 | 1 | 1
| 8320 | 1 | 1 | 1 | 1 | 1 | 0.317 | 0.2 | 0 | 0.16501 | 0 | 1 | 1 | 1 | 1 | 1 | 1
| 8321 | 1 | 1 | 1 | 1 | 1 | 0.195 | 0.246 | 0 | 0.16501 | 0 | 1 | 1 | 1 | 1 | 1 | 1
| 8322 | 1 | 1 | 1 | 1 | 1 | 0.077 | 0.301 | 0 | 0.16501 | 0 | 1 | 1 | 1 | 1 | 1 | 1
| 8323 | 1 | 1 | 1 | 1 | 1 | 0.005 | 0.383 | 0 | 0.16501 | 0 | 1 | 1 | 1 | 1 | 1 | 1
| 8324 | 1 | 1 | 1 | 1 | 1 | 0 | 0.468 | 0 | 0.16501 | 0 | 1 | 1 | 1 | 1 | 1 | 1
| 8325 | 1 | 1 | 1 | 1 | 1 | 0 | 0.433 | 0 | 0.16501 | 0 | 1 | 1 | 1 | 1 | 1 | 1
| 8326 | 1 | 1 | 1 | 1 | 1 | 0 | 0.355 | 0 | 0.16501 | 0 | 1 | 1 | 1 | 1 | 1 | 1
| 8327 | 1 | 1 | 1 | 1 | 1 | 0 | 0.294 | 0 | 0.16501 | 0 | 1 | 1 | 1 | 1 | 1 | 1
| 8328 | 1 | 1 | 1 | 1 | 1 | 0 | 0.27 | 0 | 0.16501 | 0 | 1 | 1 | 1 | 1 | 1 | 1
| 8329 | 1 | 1 | 1 | 1 | 1 | 0 | 0.256 | 0 | 0.16501 | 0 | 1 | 1 | 1 | 1 | 1 | 1
| 8330 | 1 | 1 | 1 | 1 | 1 | 0 | 0.259 | 0 | 0.16501 | 0 | 1 | 1 | 1 | 1 | 1 | 1
| 8331 | 1 | 1 | 1 | 1 | 1 | 0 | 0.241 | 0 | 0.16501 | 0 | 1 | 1 | 1 | 1 | 1 | 1
| 8332 | 1 | 1 | 1 | 1 | 1 | 0 | 0.224 | 0 | 0.16501 | 0 | 1 | 1 | 1 | 1 | 1 | 1
| 8333 | 1 | 1 | 1 | 1 | 1 | 0 | 0.213 | 0 | 0.16501 | 0 | 1 | 1 | 1 | 1 | 1 | 1
| 8334 | 1 | 1 | 1 | 1 | 1 | 0 | 0.199 | 0 | 0.16501 | 0 | 1 | 1 | 1 | 1 | 1 | 1
| 8335 | 1 | 1 | 1 | 1 | 1 | 0.001 | 0.192 | 0 | 0.16501 | 0 | 1 | 1 | 1 | 1 | 1 | 1
| 8336 | 1 | 1 | 1 | 1 | 1 | 0.066 | 0.156 | 0 | 0.16501 | 0 | 1 | 1 | 1 | 1 | 1 | 1
| 8337 | 1 | 1 | 1 | 1 | 1 | 0.181 | 0.203 | 0 | 0.16501 | 0 | 1 | 1 | 1 | 1 | 1 | 1
| 8338 | 1 | 1 | 1 | 1 | 1 | 0.306 | 0.27 | 0 | 0.16501 | 0 | 1 | 1 | 1 | 1 | 1 | 1
| 8339 | 1 | 1 | 1 | 1 | 1 | 0.397 | 0.281 | 0 | 0.16501 | 0 | 1 | 1 | 1 | 1 | 1 | 1
| 8340 | 1 | 1 | 1 | 1 | 1 | 0.467 | 0.249 | 0 | 0.16501 | 0 | 1 | 1 | 1 | 1 | 1 | 1
| 8341 | 1 | 1 | 1 | 1 | 1 | 0.486 | 0.211 | 0 | 0.16501 | 0 | 1 | 1 | 1 | 1 | 1 | 1
| 8342 | 1 | 1 | 1 | 1 | 1 | 0.472 | 0.2 | 0 | 0.16501 | 0 | 1 | 1 | 1 | 1 | 1 | 1
| 8343 | 1 | 1 | 1 | 1 | 1 | 0.415 | 0.199 | 0 | 0.16501 | 0 | 1 | 1 | 1 | 1 | 1 | 1
| 8344 | 1 | 1 | 1 | 1 | 1 | 0.316 | 0.21 | 0 | 0.16501 | 0 | 1 | 1 | 1 | 1 | 1 | 1
| 8345 | 1 | 1 | 1 | 1 | 1 | 0.195 | 0.234 | 0 | 0.16501 | 0 | 1 | 1 | 1 | 1 | 1 | 1
| 8346 | 1 | 1 | 1 | 1 | 1 | 0.074 | 0.259 | 0 | 0.16501 | 0 | 1 | 1 | 1 | 1 | 1 | 1
| 8347 | 1 | 1 | 1 | 1 | 1 | 0.006 | 0.275 | 0 | 0.16501 | 0 | 1 | 1 | 1 | 1 | 1 | 1
| 8348 | 1 | 1 | 1 | 1 | 1 | 0 | 0.341 | 0 | 0.16501 | 0 | 1 | 1 | 1 | 1 | 1 | 1
| 8349 | 1 | 1 | 1 | 1 | 1 | 0 | 0.355 | 0 | 0.16501 | 0 | 1 | 1 | 1 | 1 | 1 | 1
| 8350 | 1 | 1 | 1 | 1 | 1 | 0 | 0.334 | 0 | 0.16501 | 0 | 1 | 1 | 1 | 1 | 1 | 1
| 8351 | 1 | 1 | 1 | 1 | 1 | 0 | 0.353 | 0 | 0.16501 | 0 | 1 | 1 | 1 | 1 | 1 | 1
| 8352 | 1 | 1 | 1 | 1 | 1 | 0 | 0.376 | 0 | 0.16501 | 0 | 1 | 1 | 1 | 1 | 1 | 1
| 8353 | 1 | 1 | 1 | 1 | 1 | 0 | 0.377 | 0 | 0.16501 | 0 | 1 | 1 | 1 | 1 | 1 | 1
| 8354 | 1 | 1 | 1 | 1 | 1 | 0 | 0.352 | 0 | 0.16501 | 0 | 1 | 1 | 1 | 1 | 1 | 1
| 8355 | 1 | 1 | 1 | 1 | 1 | 0 | 0.308 | 0 | 0.16501 | 0 | 1 | 1 | 1 | 1 | 1 | 1
| 8356 | 1 | 1 | 1 | 1 | 1 | 0 | 0.263 | 0 | 0.16501 | 0 | 1 | 1 | 1 | 1 | 1 | 1
| 8357 | 1 | 1 | 1 | 1 | 1 | 0 | 0.261 | 0 | 0.16501 | 0 | 1 | 1 | 1 | 1 | 1 | 1
| 8358 | 1 | 1 | 1 | 1 | 1 | 0 | 0.245 | 0 | 0.16501 | 0 | 1 | 1 | 1 | 1 | 1 | 1
| 8359 | 1 | 1 | 1 | 1 | 1 | 0.002 | 0.187 | 0 | 0.16501 | 0 | 1 | 1 | 1 | 1 | 1 | 1
| 8360 | 1 | 1 | 1 | 1 | 1 | 0.067 | 0.153 | 0 | 0.16501 | 0 | 1 | 1 | 1 | 1 | 1 | 1
| 8361 | 1 | 1 | 1 | 1 | 1 | 0.187 | 0.212 | 0 | 0.16501 | 0 | 1 | 1 | 1 | 1 | 1 | 1
| 8362 | 1 | 1 | 1 | 1 | 1 | 0.329 | 0.229 | 0 | 0.16501 | 0 | 1 | 1 | 1 | 1 | 1 | 1
| 8363 | 1 | 1 | 1 | 1 | 1 | 0.435 | 0.224 | 0 | 0.16501 | 0 | 1 | 1 | 1 | 1 | 1 | 1
| 8364 | 1 | 1 | 1 | 1 | 1 | 0.502 | 0.196 | 0 | 0.16501 | 0 | 1 | 1 | 1 | 1 | 1 | 1
| 8365 | 1 | 1 | 1 | 1 | 1 | 0.524 | 0.163 | 0 | 0.16501 | 0 | 1 | 1 | 1 | 1 | 1 | 1
| 8366 | 1 | 1 | 1 | 1 | 1 | 0.499 | 0.147 | 0 | 0.16501 | 0 | 1 | 1 | 1 | 1 | 1 | 1
| 8367 | 1 | 1 | 1 | 1 | 1 | 0.421 | 0.162 | 0 | 0.16501 | 0 | 1 | 1 | 1 | 1 | 1 | 1
| 8368 | 1 | 1 | 1 | 1 | 1 | 0.314 | 0.201 | 0 | 0.16501 | 0 | 1 | 1 | 1 | 1 | 1 | 1
| 8369 | 1 | 1 | 1 | 1 | 1 | 0.189 | 0.274 | 0 | 0.16501 | 0 | 1 | 1 | 1 | 1 | 1 | 1
| 8370 | 1 | 1 | 1 | 1 | 1 | 0.075 | 0.332 | 0 | 0.16501 | 0 | 1 | 1 | 1 | 1 | 1 | 1
| 8371 | 1 | 1 | 1 | 1 | 1 | 0.004 | 0.345 | 0 | 0.16501 | 0 | 1 | 1 | 1 | 1 | 1 | 1
| 8372 | 1 | 1 | 1 | 1 | 1 | 0 | 0.364 | 0 | 0.16501 | 0 | 1 | 1 | 1 | 1 | 1 | 1
| 8373 | 1 | 1 | 1 | 1 | 1 | 0 | 0.338 | 0 | 0.16501 | 0 | 1 | 1 | 1 | 1 | 1 | 1
| 8374 | 1 | 1 | 1 | 1 | 1 | 0 | 0.369 | 0 | 0.16501 | 0 | 1 | 1 | 1 | 1 | 1 | 1
| 8375 | 1 | 1 | 1 | 1 | 1 | 0 | 0.352 | 0 | 0.16501 | 0 | 1 | 1 | 1 | 1 | 1 | 1
| 8376 | 1 | 1 | 1 | 1 | 1 | 0 | 0.337 | 0 | 0.16501 | 0 | 1 | 1 | 1 | 1 | 1 | 1
| 8377 | 1 | 1 | 1 | 1 | 1 | 0 | 0.325 | 0 | 0.16501 | 0 | 1 | 1 | 1 | 1 | 1 | 1
| 8378 | 1 | 1 | 1 | 1 | 1 | 0 | 0.291 | 0 | 0.16501 | 0 | 1 | 1 | 1 | 1 | 1 | 1
| 8379 | 1 | 1 | 1 | 1 | 1 | 0 | 0.249 | 0 | 0.16501 | 0 | 1 | 1 | 1 | 1 | 1 | 1
| 8380 | 1 | 1 | 1 | 1 | 1 | 0 | 0.24 | 0 | 0.16501 | 0 | 1 | 1 | 1 | 1 | 1 | 1
| 8381 | 1 | 1 | 1 | 1 | 1 | 0 | 0.228 | 0 | 0.16501 | 0 | 1 | 1 | 1 | 1 | 1 | 1
| 8382 | 1 | 1 | 1 | 1 | 1 | 0 | 0.217 | 0 | 0.16501 | 0 | 1 | 1 | 1 | 1 | 1 | 1
| 8383 | 1 | 1 | 1 | 1 | 1 | 0.002 | 0.212 | 0 | 0.16501 | 0 | 1 | 1 | 1 | 1 | 1 | 1
| 8384 | 1 | 1 | 1 | 1 | 1 | 0.062 | 0.176 | 0 | 0.16501 | 0 | 1 | 1 | 1 | 1 | 1 | 1
| 8385 | 1 | 1 | 1 | 1 | 1 | 0.181 | 0.192 | 0 | 0.16501 | 0 | 1 | 1 | 1 | 1 | 1 | 1
| 8386 | 1 | 1 | 1 | 1 | 1 | 0.329 | 0.192 | 0 | 0.16501 | 0 | 1 | 1 | 1 | 1 | 1 | 1
| 8387 | 1 | 1 | 1 | 1 | 1 | 0.441 | 0.185 | 0 | 0.16501 | 0 | 1 | 1 | 1 | 1 | 1 | 1
| 8388 | 1 | 1 | 1 | 1 | 1 | 0.5 | 0.191 | 0 | 0.16501 | 0 | 1 | 1 | 1 | 1 | 1 | 1
| 8389 | 1 | 1 | 1 | 1 | 1 | 0.515 | 0.195 | 0 | 0.16501 | 0 | 1 | 1 | 1 | 1 | 1 | 1
| 8390 | 1 | 1 | 1 | 1 | 1 | 0.489 | 0.185 | 0 | 0.16501 | 0 | 1 | 1 | 1 | 1 | 1 | 1
| 8391 | 1 | 1 | 1 | 1 | 1 | 0.419 | 0.18 | 0 | 0.16501 | 0 | 1 | 1 | 1 | 1 | 1 | 1
| 8392 | 1 | 1 | 1 | 1 | 1 | 0.313 | 0.182 | 0 | 0.16501 | 0 | 1 | 1 | 1 | 1 | 1 | 1
| 8393 | 1 | 1 | 1 | 1 | 1 | 0.184 | 0.196 | 0 | 0.16501 | 0 | 1 | 1 | 1 | 1 | 1 | 1
| 8394 | 1 | 1 | 1 | 1 | 1 | 0.058 | 0.225 | 0 | 0.16501 | 0 | 1 | 1 | 1 | 1 | 1 | 1
| 8395 | 1 | 1 | 1 | 1 | 1 | 0.005 | 0.29 | 0 | 0.16501 | 0 | 1 | 1 | 1 | 1 | 1 | 1
| 8396 | 1 | 1 | 1 | 1 | 1 | 0 | 0.374 | 0 | 0.16501 | 0 | 1 | 1 | 1 | 1 | 1 | 1
| 8397 | 1 | 1 | 1 | 1 | 1 | 0 | 0.363 | 0 | 0.16501 | 0 | 1 | 1 | 1 | 1 | 1 | 1
| 8398 | 1 | 1 | 1 | 1 | 1 | 0 | 0.32 | 0 | 0.16501 | 0 | 1 | 1 | 1 | 1 | 1 | 1
| 8399 | 1 | 1 | 1 | 1 | 1 | 0 | 0.262 | 0 | 0.16501 | 0 | 1 | 1 | 1 | 1 | 1 | 1
| 8400 | 1 | 1 | 1 | 1 | 1 | 0 | 0.227 | 0 | 0.16501 | 0 | 1 | 1 | 1 | 1 | 1 | 1
| 8401 | 1 | 1 | 1 | 1 | 1 | 0 | 0.192 | 0 | 0.16501 | 0 | 1 | 1 | 1 | 1 | 1 | 1
| 8402 | 1 | 1 | 1 | 1 | 1 | 0 | 0.196 | 0 | 0.16501 | 0 | 1 | 1 | 1 | 1 | 1 | 1
| 8403 | 1 | 1 | 1 | 1 | 1 | 0 | 0.22 | 0 | 0.16501 | 0 | 1 | 1 | 1 | 1 | 1 | 1
| 8404 | 1 | 1 | 1 | 1 | 1 | 0 | 0.24 | 0 | 0.16501 | 0 | 1 | 1 | 1 | 1 | 1 | 1
| 8405 | 1 | 1 | 1 | 1 | 1 | 0 | 0.267 | 0 | 0.16501 | 0 | 1 | 1 | 1 | 1 | 1 | 1
| 8406 | 1 | 1 | 1 | 1 | 1 | 0 | 0.274 | 0 | 0.16501 | 0 | 1 | 1 | 1 | 1 | 1 | 1
| 8407 | 1 | 1 | 1 | 1 | 1 | 0.002 | 0.254 | 0 | 0.16501 | 0 | 1 | 1 | 1 | 1 | 1 | 1
| 8408 | 1 | 1 | 1 | 1 | 1 | 0.072 | 0.211 | 0 | 0.16501 | 0 | 1 | 1 | 1 | 1 | 1 | 1
| 8409 | 1 | 1 | 1 | 1 | 1 | 0.194 | 0.261 | 0 | 0.16501 | 0 | 1 | 1 | 1 | 1 | 1 | 1
| 8410 | 1 | 1 | 1 | 1 | 1 | 0.322 | 0.252 | 0 | 0.16501 | 0 | 1 | 1 | 1 | 1 | 1 | 1
| 8411 | 1 | 1 | 1 | 1 | 1 | 0.418 | 0.199 | 0 | 0.16501 | 0 | 1 | 1 | 1 | 1 | 1 | 1
| 8412 | 1 | 1 | 1 | 1 | 1 | 0.458 | 0.146 | 0 | 0.16501 | 0 | 1 | 1 | 1 | 1 | 1 | 1
| 8413 | 1 | 1 | 1 | 1 | 1 | 0.453 | 0.118 | 0 | 0.16501 | 0 | 1 | 1 | 1 | 1 | 1 | 1
| 8414 | 1 | 1 | 1 | 1 | 1 | 0.43 | 0.098 | 0 | 0.16501 | 0 | 1 | 1 | 1 | 1 | 1 | 1
| 8415 | 1 | 1 | 1 | 1 | 1 | 0.37 | 0.083 | 0 | 0.16501 | 0 | 1 | 1 | 1 | 1 | 1 | 1
| 8416 | 1 | 1 | 1 | 1 | 1 | 0.284 | 0.079 | 0 | 0.16501 | 0 | 1 | 1 | 1 | 1 | 1 | 1
| 8417 | 1 | 1 | 1 | 1 | 1 | 0.18 | 0.099 | 0 | 0.16501 | 0 | 1 | 1 | 1 | 1 | 1 | 1
| 8418 | 1 | 1 | 1 | 1 | 1 | 0.081 | 0.151 | 0 | 0.16501 | 0 | 1 | 1 | 1 | 1 | 1 | 1
| 8419 | 1 | 1 | 1 | 1 | 1 | 0.004 | 0.241 | 0 | 0.16501 | 0 | 1 | 1 | 1 | 1 | 1 | 1
| 8420 | 1 | 1 | 1 | 1 | 1 | 0 | 0.314 | 0 | 0.16501 | 0 | 1 | 1 | 1 | 1 | 1 | 1
| 8421 | 1 | 1 | 1 | 1 | 1 | 0 | 0.295 | 0 | 0.16501 | 0 | 1 | 1 | 1 | 1 | 1 | 1
| 8422 | 1 | 1 | 1 | 1 | 1 | 0 | 0.27 | 0 | 0.16501 | 0 | 1 | 1 | 1 | 1 | 1 | 1
| 8423 | 1 | 1 | 1 | 1 | 1 | 0 | 0.251 | 0 | 0.16501 | 0 | 1 | 1 | 1 | 1 | 1 | 1
| 8424 | 1 | 1 | 1 | 1 | 1 | 0 | 0.245 | 0 | 0.16501 | 0 | 1 | 1 | 1 | 1 | 1 | 1
| 8425 | 1 | 1 | 1 | 1 | 1 | 0 | 0.247 | 0 | 0.16501 | 0 | 1 | 1 | 1 | 1 | 1 | 1
| 8426 | 1 | 1 | 1 | 1 | 1 | 0 | 0.253 | 0 | 0.16501 | 0 | 1 | 1 | 1 | 1 | 1 | 1
| 8427 | 1 | 1 | 1 | 1 | 1 | 0 | 0.261 | 0 | 0.16501 | 0 | 1 | 1 | 1 | 1 | 1 | 1
| 8428 | 1 | 1 | 1 | 1 | 1 | 0 | 0.266 | 0 | 0.16501 | 0 | 1 | 1 | 1 | 1 | 1 | 1
| 8429 | 1 | 1 | 1 | 1 | 1 | 0 | 0.251 | 0 | 0.16501 | 0 | 1 | 1 | 1 | 1 | 1 | 1
| 8430 | 1 | 1 | 1 | 1 | 1 | 0 | 0.234 | 0 | 0.16501 | 0 | 1 | 1 | 1 | 1 | 1 | 1
| 8431 | 1 | 1 | 1 | 1 | 1 | 0 | 0.233 | 0 | 0.16501 | 0 | 1 | 1 | 1 | 1 | 1 | 1
| 8432 | 1 | 1 | 1 | 1 | 1 | 0.042 | 0.23 | 0 | 0.16501 | 0 | 1 | 1 | 1 | 1 | 1 | 1
| 8433 | 1 | 1 | 1 | 1 | 1 | 0.149 | 0.328 | 0 | 0.16501 | 0 | 1 | 1 | 1 | 1 | 1 | 1
| 8434 | 1 | 1 | 1 | 1 | 1 | 0.305 | 0.352 | 0 | 0.16501 | 0 | 1 | 1 | 1 | 1 | 1 | 1
| 8435 | 1 | 1 | 1 | 1 | 1 | 0.422 | 0.289 | 0 | 0.16501 | 0 | 1 | 1 | 1 | 1 | 1 | 1
| 8436 | 1 | 1 | 1 | 1 | 1 | 0.498 | 0.247 | 0 | 0.16501 | 0 | 1 | 1 | 1 | 1 | 1 | 1
| 8437 | 1 | 1 | 1 | 1 | 1 | 0.516 | 0.235 | 0 | 0.16501 | 0 | 1 | 1 | 1 | 1 | 1 | 1
| 8438 | 1 | 1 | 1 | 1 | 1 | 0.489 | 0.237 | 0 | 0.16501 | 0 | 1 | 1 | 1 | 1 | 1 | 1
| 8439 | 1 | 1 | 1 | 1 | 1 | 0.416 | 0.245 | 0 | 0.16501 | 0 | 1 | 1 | 1 | 1 | 1 | 1
| 8440 | 1 | 1 | 1 | 1 | 1 | 0.318 | 0.266 | 0 | 0.16501 | 0 | 1 | 1 | 1 | 1 | 1 | 1
| 8441 | 1 | 1 | 1 | 1 | 1 | 0.199 | 0.311 | 0 | 0.16501 | 0 | 1 | 1 | 1 | 1 | 1 | 1
| 8442 | 1 | 1 | 1 | 1 | 1 | 0.078 | 0.398 | 0 | 0.16501 | 0 | 1 | 1 | 1 | 1 | 1 | 1
| 8443 | 1 | 1 | 1 | 1 | 1 | 0.003 | 0.442 | 0 | 0.16501 | 0 | 1 | 1 | 1 | 1 | 1 | 1
| 8444 | 1 | 1 | 1 | 1 | 1 | 0 | 0.425 | 0 | 0.16501 | 0 | 1 | 1 | 1 | 1 | 1 | 1
| 8445 | 1 | 1 | 1 | 1 | 1 | 0 | 0.426 | 0 | 0.16501 | 0 | 1 | 1 | 1 | 1 | 1 | 1
| 8446 | 1 | 1 | 1 | 1 | 1 | 0 | 0.444 | 0 | 0.16501 | 0 | 1 | 1 | 1 | 1 | 1 | 1
| 8447 | 1 | 1 | 1 | 1 | 1 | 0 | 0.458 | 0 | 0.16501 | 0 | 1 | 1 | 1 | 1 | 1 | 1
| 8448 | 1 | 1 | 1 | 1 | 1 | 0 | 0.432 | 0 | 0.16501 | 0 | 1 | 1 | 1 | 1 | 1 | 1
| 8449 | 1 | 1 | 1 | 1 | 1 | 0 | 0.381 | 0 | 0.16501 | 0 | 1 | 1 | 1 | 1 | 1 | 1
| 8450 | 1 | 1 | 1 | 1 | 1 | 0 | 0.369 | 0 | 0.16501 | 0 | 1 | 1 | 1 | 1 | 1 | 1
| 8451 | 1 | 1 | 1 | 1 | 1 | 0 | 0.429 | 0 | 0.16501 | 0 | 1 | 1 | 1 | 1 | 1 | 1
| 8452 | 1 | 1 | 1 | 1 | 1 | 0 | 0.478 | 0 | 0.16501 | 0 | 1 | 1 | 1 | 1 | 1 | 1
| 8453 | 1 | 1 | 1 | 1 | 1 | 0 | 0.538 | 0 | 0.16501 | 0 | 1 | 1 | 1 | 1 | 1 | 1
| 8454 | 1 | 1 | 1 | 1 | 1 | 0 | 0.539 | 0 | 0.16501 | 0 | 1 | 1 | 1 | 1 | 1 | 1
| 8455 | 1 | 1 | 1 | 1 | 1 | 0.002 | 0.474 | 0 | 0.16501 | 0 | 1 | 1 | 1 | 1 | 1 | 1
| 8456 | 1 | 1 | 1 | 1 | 1 | 0.05 | 0.454 | 0 | 0.16501 | 0 | 1 | 1 | 1 | 1 | 1 | 1
| 8457 | 1 | 1 | 1 | 1 | 1 | 0.176 | 0.66 | 0 | 0.16501 | 0 | 1 | 1 | 1 | 1 | 1 | 1
| 8458 | 1 | 1 | 1 | 1 | 1 | 0.327 | 0.61 | 0 | 0.16501 | 0 | 1 | 1 | 1 | 1 | 1 | 1
| 8459 | 1 | 1 | 1 | 1 | 1 | 0.441 | 0.522 | 0 | 0.16501 | 0 | 1 | 1 | 1 | 1 | 1 | 1
| 8460 | 1 | 1 | 1 | 1 | 1 | 0.513 | 0.42 | 0 | 0.16501 | 0 | 1 | 1 | 1 | 1 | 1 | 1
| 8461 | 1 | 1 | 1 | 1 | 1 | 0.538 | 0.349 | 0 | 0.16501 | 0 | 1 | 1 | 1 | 1 | 1 | 1
| 8462 | 1 | 1 | 1 | 1 | 1 | 0.515 | 0.314 | 0 | 0.16501 | 0 | 1 | 1 | 1 | 1 | 1 | 1
| 8463 | 1 | 1 | 1 | 1 | 1 | 0.446 | 0.294 | 0 | 0.16501 | 0 | 1 | 1 | 1 | 1 | 1 | 1
| 8464 | 1 | 1 | 1 | 1 | 1 | 0.332 | 0.298 | 0 | 0.16501 | 0 | 1 | 1 | 1 | 1 | 1 | 1
| 8465 | 1 | 1 | 1 | 1 | 1 | 0.179 | 0.342 | 0 | 0.16501 | 0 | 1 | 1 | 1 | 1 | 1 | 1
| 8466 | 1 | 1 | 1 | 1 | 1 | 0.04 | 0.407 | 0 | 0.16501 | 0 | 1 | 1 | 1 | 1 | 1 | 1
| 8467 | 1 | 1 | 1 | 1 | 1 | 0.004 | 0.469 | 0 | 0.16501 | 0 | 1 | 1 | 1 | 1 | 1 | 1
| 8468 | 1 | 1 | 1 | 1 | 1 | 0 | 0.507 | 0 | 0.16501 | 0 | 1 | 1 | 1 | 1 | 1 | 1
| 8469 | 1 | 1 | 1 | 1 | 1 | 0 | 0.439 | 0 | 0.16501 | 0 | 1 | 1 | 1 | 1 | 1 | 1
| 8470 | 1 | 1 | 1 | 1 | 1 | 0 | 0.367 | 0 | 0.16501 | 0 | 1 | 1 | 1 | 1 | 1 | 1
| 8471 | 1 | 1 | 1 | 1 | 1 | 0 | 0.322 | 0 | 0.16501 | 0 | 1 | 1 | 1 | 1 | 1 | 1
| 8472 | 1 | 1 | 1 | 1 | 1 | 0 | 0.318 | 0 | 0.16501 | 0 | 1 | 1 | 1 | 1 | 1 | 1
| 8473 | 1 | 1 | 1 | 1 | 1 | 0 | 0.315 | 0 | 0.16501 | 0 | 1 | 1 | 1 | 1 | 1 | 1
| 8474 | 1 | 1 | 1 | 1 | 1 | 0 | 0.294 | 0 | 0.16501 | 0 | 1 | 1 | 1 | 1 | 1 | 1
| 8475 | 1 | 1 | 1 | 1 | 1 | 0 | 0.315 | 0 | 0.16501 | 0 | 1 | 1 | 1 | 1 | 1 | 1
| 8476 | 1 | 1 | 1 | 1 | 1 | 0 | 0.316 | 0 | 0.16501 | 0 | 1 | 1 | 1 | 1 | 1 | 1
| 8477 | 1 | 1 | 1 | 1 | 1 | 0 | 0.341 | 0 | 0.16501 | 0 | 1 | 1 | 1 | 1 | 1 | 1
| 8478 | 1 | 1 | 1 | 1 | 1 | 0 | 0.398 | 0 | 0.16501 | 0 | 1 | 1 | 1 | 1 | 1 | 1
| 8479 | 1 | 1 | 1 | 1 | 1 | 0.002 | 0.468 | 0 | 0.16501 | 0 | 1 | 1 | 1 | 1 | 1 | 1
| 8480 | 1 | 1 | 1 | 1 | 1 | 0.034 | 0.325 | 0 | 0.16501 | 0 | 1 | 1 | 1 | 1 | 1 | 1
| 8481 | 1 | 1 | 1 | 1 | 1 | 0.176 | 0.272 | 0 | 0.16501 | 0 | 1 | 1 | 1 | 1 | 1 | 1
| 8482 | 1 | 1 | 1 | 1 | 1 | 0.329 | 0.191 | 0 | 0.16501 | 0 | 1 | 1 | 1 | 1 | 1 | 1
| 8483 | 1 | 1 | 1 | 1 | 1 | 0.444 | 0.133 | 0 | 0.16501 | 0 | 1 | 1 | 1 | 1 | 1 | 1
| 8484 | 1 | 1 | 1 | 1 | 1 | 0.512 | 0.13 | 0 | 0.16501 | 0 | 1 | 1 | 1 | 1 | 1 | 1
| 8485 | 1 | 1 | 1 | 1 | 1 | 0.534 | 0.153 | 0 | 0.16501 | 0 | 1 | 1 | 1 | 1 | 1 | 1
| 8486 | 1 | 1 | 1 | 1 | 1 | 0.511 | 0.155 | 0 | 0.16501 | 0 | 1 | 1 | 1 | 1 | 1 | 1
| 8487 | 1 | 1 | 1 | 1 | 1 | 0.425 | 0.143 | 0 | 0.16501 | 0 | 1 | 1 | 1 | 1 | 1 | 1
| 8488 | 1 | 1 | 1 | 1 | 1 | 0.307 | 0.137 | 0 | 0.16501 | 0 | 1 | 1 | 1 | 1 | 1 | 1
| 8489 | 1 | 1 | 1 | 1 | 1 | 0.184 | 0.158 | 0 | 0.16501 | 0 | 1 | 1 | 1 | 1 | 1 | 1
| 8490 | 1 | 1 | 1 | 1 | 1 | 0.072 | 0.243 | 0 | 0.16501 | 0 | 1 | 1 | 1 | 1 | 1 | 1
| 8491 | 1 | 1 | 1 | 1 | 1 | 0.004 | 0.367 | 0 | 0.16501 | 0 | 1 | 1 | 1 | 1 | 1 | 1
| 8492 | 1 | 1 | 1 | 1 | 1 | 0 | 0.379 | 0 | 0.16501 | 0 | 1 | 1 | 1 | 1 | 1 | 1
| 8493 | 1 | 1 | 1 | 1 | 1 | 0 | 0.296 | 0 | 0.16501 | 0 | 1 | 1 | 1 | 1 | 1 | 1
| 8494 | 1 | 1 | 1 | 1 | 1 | 0 | 0.245 | 0 | 0.16501 | 0 | 1 | 1 | 1 | 1 | 1 | 1
| 8495 | 1 | 1 | 1 | 1 | 1 | 0 | 0.264 | 0 | 0.16501 | 0 | 1 | 1 | 1 | 1 | 1 | 1
| 8496 | 1 | 1 | 1 | 1 | 1 | 0 | 0.267 | 0 | 0.16501 | 0 | 1 | 1 | 1 | 1 | 1 | 1
| 8497 | 1 | 1 | 1 | 1 | 1 | 0 | 0.3 | 0 | 0.16501 | 0 | 1 | 1 | 1 | 1 | 1 | 1
| 8498 | 1 | 1 | 1 | 1 | 1 | 0 | 0.364 | 0 | 0.16501 | 0 | 1 | 1 | 1 | 1 | 1 | 1
| 8499 | 1 | 1 | 1 | 1 | 1 | 0 | 0.361 | 0 | 0.16501 | 0 | 1 | 1 | 1 | 1 | 1 | 1
| 8500 | 1 | 1 | 1 | 1 | 1 | 0 | 0.332 | 0 | 0.16501 | 0 | 1 | 1 | 1 | 1 | 1 | 1
| 8501 | 1 | 1 | 1 | 1 | 1 | 0 | 0.303 | 0 | 0.16501 | 0 | 1 | 1 | 1 | 1 | 1 | 1
| 8502 | 1 | 1 | 1 | 1 | 1 | 0 | 0.277 | 0 | 0.16501 | 0 | 1 | 1 | 1 | 1 | 1 | 1
| 8503 | 1 | 1 | 1 | 1 | 1 | 0.001 | 0.261 | 0 | 0.16501 | 0 | 1 | 1 | 1 | 1 | 1 | 1
| 8504 | 1 | 1 | 1 | 1 | 1 | 0.071 | 0.223 | 0 | 0.16501 | 0 | 1 | 1 | 1 | 1 | 1 | 1
| 8505 | 1 | 1 | 1 | 1 | 1 | 0.194 | 0.388 | 0 | 0.16501 | 0 | 1 | 1 | 1 | 1 | 1 | 1
| 8506 | 1 | 1 | 1 | 1 | 1 | 0.319 | 0.394 | 0 | 0.16501 | 0 | 1 | 1 | 1 | 1 | 1 | 1
| 8507 | 1 | 1 | 1 | 1 | 1 | 0.384 | 0.307 | 0 | 0.16501 | 0 | 1 | 1 | 1 | 1 | 1 | 1
| 8508 | 1 | 1 | 1 | 1 | 1 | 0.408 | 0.22 | 0 | 0.16501 | 0 | 1 | 1 | 1 | 1 | 1 | 1
| 8509 | 1 | 1 | 1 | 1 | 1 | 0.379 | 0.166 | 0 | 0.16501 | 0 | 1 | 1 | 1 | 1 | 1 | 1
| 8510 | 1 | 1 | 1 | 1 | 1 | 0.345 | 0.148 | 0 | 0.16501 | 0 | 1 | 1 | 1 | 1 | 1 | 1
| 8511 | 1 | 1 | 1 | 1 | 1 | 0.235 | 0.168 | 0 | 0.16501 | 0 | 1 | 1 | 1 | 1 | 1 | 1
| 8512 | 1 | 1 | 1 | 1 | 1 | 0.176 | 0.214 | 0 | 0.16501 | 0 | 1 | 1 | 1 | 1 | 1 | 1
| 8513 | 1 | 1 | 1 | 1 | 1 | 0.094 | 0.261 | 0 | 0.16501 | 0 | 1 | 1 | 1 | 1 | 1 | 1
| 8514 | 1 | 1 | 1 | 1 | 1 | 0.03 | 0.248 | 0 | 0.16501 | 0 | 1 | 1 | 1 | 1 | 1 | 1
| 8515 | 1 | 1 | 1 | 1 | 1 | 0 | 0.203 | 0 | 0.16501 | 0 | 1 | 1 | 1 | 1 | 1 | 1
| 8516 | 1 | 1 | 1 | 1 | 1 | 0 | 0.187 | 0 | 0.16501 | 0 | 1 | 1 | 1 | 1 | 1 | 1
| 8517 | 1 | 1 | 1 | 1 | 1 | 0 | 0.195 | 0 | 0.16501 | 0 | 1 | 1 | 1 | 1 | 1 | 1
| 8518 | 1 | 1 | 1 | 1 | 1 | 0 | 0.179 | 0 | 0.16501 | 0 | 1 | 1 | 1 | 1 | 1 | 1
| 8519 | 1 | 1 | 1 | 1 | 1 | 0 | 0.131 | 0 | 0.16501 | 0 | 1 | 1 | 1 | 1 | 1 | 1
| 8520 | 1 | 1 | 1 | 1 | 1 | 0 | 0.093 | 0 | 0.16501 | 0 | 1 | 1 | 1 | 1 | 1 | 1
| 8521 | 1 | 1 | 1 | 1 | 1 | 0 | 0.074 | 0 | 0.16501 | 0 | 1 | 1 | 1 | 1 | 1 | 1
| 8522 | 1 | 1 | 1 | 1 | 1 | 0 | 0.07 | 0 | 0.16501 | 0 | 1 | 1 | 1 | 1 | 1 | 1
| 8523 | 1 | 1 | 1 | 1 | 1 | 0 | 0.084 | 0 | 0.16501 | 0 | 1 | 1 | 1 | 1 | 1 | 1
| 8524 | 1 | 1 | 1 | 1 | 1 | 0 | 0.121 | 0 | 0.16501 | 0 | 1 | 1 | 1 | 1 | 1 | 1
| 8525 | 1 | 1 | 1 | 1 | 1 | 0 | 0.2 | 0 | 0.16501 | 0 | 1 | 1 | 1 | 1 | 1 | 1
| 8526 | 1 | 1 | 1 | 1 | 1 | 0 | 0.245 | 0 | 0.16501 | 0 | 1 | 1 | 1 | 1 | 1 | 1
| 8527 | 1 | 1 | 1 | 1 | 1 | 0.001 | 0.298 | 0 | 0.16501 | 0 | 1 | 1 | 1 | 1 | 1 | 1
| 8528 | 1 | 1 | 1 | 1 | 1 | 0.065 | 0.231 | 0 | 0.16501 | 0 | 1 | 1 | 1 | 1 | 1 | 1
| 8529 | 1 | 1 | 1 | 1 | 1 | 0.189 | 0.274 | 0 | 0.16501 | 0 | 1 | 1 | 1 | 1 | 1 | 1
| 8530 | 1 | 1 | 1 | 1 | 1 | 0.314 | 0.278 | 0 | 0.16501 | 0 | 1 | 1 | 1 | 1 | 1 | 1
| 8531 | 1 | 1 | 1 | 1 | 1 | 0.416 | 0.221 | 0 | 0.16501 | 0 | 1 | 1 | 1 | 1 | 1 | 1
| 8532 | 1 | 1 | 1 | 1 | 1 | 0.473 | 0.143 | 0 | 0.16501 | 0 | 1 | 1 | 1 | 1 | 1 | 1
| 8533 | 1 | 1 | 1 | 1 | 1 | 0.486 | 0.111 | 0 | 0.16501 | 0 | 1 | 1 | 1 | 1 | 1 | 1
| 8534 | 1 | 1 | 1 | 1 | 1 | 0.438 | 0.12 | 0 | 0.16501 | 0 | 1 | 1 | 1 | 1 | 1 | 1
| 8535 | 1 | 1 | 1 | 1 | 1 | 0.393 | 0.142 | 0 | 0.16501 | 0 | 1 | 1 | 1 | 1 | 1 | 1
| 8536 | 1 | 1 | 1 | 1 | 1 | 0.254 | 0.188 | 0 | 0.16501 | 0 | 1 | 1 | 1 | 1 | 1 | 1
| 8537 | 1 | 1 | 1 | 1 | 1 | 0.171 | 0.252 | 0 | 0.16501 | 0 | 1 | 1 | 1 | 1 | 1 | 1
| 8538 | 1 | 1 | 1 | 1 | 1 | 0.071 | 0.31 | 0 | 0.16501 | 0 | 1 | 1 | 1 | 1 | 1 | 1
| 8539 | 1 | 1 | 1 | 1 | 1 | 0.003 | 0.311 | 0 | 0.16501 | 0 | 1 | 1 | 1 | 1 | 1 | 1
| 8540 | 1 | 1 | 1 | 1 | 1 | 0 | 0.323 | 0 | 0.16501 | 0 | 1 | 1 | 1 | 1 | 1 | 1
| 8541 | 1 | 1 | 1 | 1 | 1 | 0 | 0.275 | 0 | 0.16501 | 0 | 1 | 1 | 1 | 1 | 1 | 1
| 8542 | 1 | 1 | 1 | 1 | 1 | 0 | 0.22 | 0 | 0.16501 | 0 | 1 | 1 | 1 | 1 | 1 | 1
| 8543 | 1 | 1 | 1 | 1 | 1 | 0 | 0.189 | 0 | 0.16501 | 0 | 1 | 1 | 1 | 1 | 1 | 1
| 8544 | 1 | 1 | 1 | 1 | 1 | 0 | 0.175 | 0 | 0.16501 | 0 | 1 | 1 | 1 | 1 | 1 | 1
| 8545 | 1 | 1 | 1 | 1 | 1 | 0 | 0.201 | 0 | 0.16501 | 0 | 1 | 1 | 1 | 1 | 1 | 1
| 8546 | 1 | 1 | 1 | 1 | 1 | 0 | 0.21 | 0 | 0.16501 | 0 | 1 | 1 | 1 | 1 | 1 | 1
| 8547 | 1 | 1 | 1 | 1 | 1 | 0 | 0.215 | 0 | 0.16501 | 0 | 1 | 1 | 1 | 1 | 1 | 1
| 8548 | 1 | 1 | 1 | 1 | 1 | 0 | 0.218 | 0 | 0.16501 | 0 | 1 | 1 | 1 | 1 | 1 | 1
| 8549 | 1 | 1 | 1 | 1 | 1 | 0 | 0.204 | 0 | 0.16501 | 0 | 1 | 1 | 1 | 1 | 1 | 1
| 8550 | 1 | 1 | 1 | 1 | 1 | 0 | 0.189 | 0 | 0.16501 | 0 | 1 | 1 | 1 | 1 | 1 | 1
| 8551 | 1 | 1 | 1 | 1 | 1 | 0.001 | 0.161 | 0 | 0.16501 | 0 | 1 | 1 | 1 | 1 | 1 | 1
| 8552 | 1 | 1 | 1 | 1 | 1 | 0.063 | 0.124 | 0 | 0.16501 | 0 | 1 | 1 | 1 | 1 | 1 | 1
| 8553 | 1 | 1 | 1 | 1 | 1 | 0.186 | 0.124 | 0 | 0.16501 | 0 | 1 | 1 | 1 | 1 | 1 | 1
| 8554 | 1 | 1 | 1 | 1 | 1 | 0.32 | 0.088 | 0 | 0.16501 | 0 | 1 | 1 | 1 | 1 | 1 | 1
| 8555 | 1 | 1 | 1 | 1 | 1 | 0.419 | 0.049 | 0 | 0.16501 | 0 | 1 | 1 | 1 | 1 | 1 | 1
| 8556 | 1 | 1 | 1 | 1 | 1 | 0.485 | 0.029 | 0 | 0.16501 | 0 | 1 | 1 | 1 | 1 | 1 | 1
| 8557 | 1 | 1 | 1 | 1 | 1 | 0.5 | 0.029 | 0 | 0.16501 | 0 | 1 | 1 | 1 | 1 | 1 | 1
| 8558 | 1 | 1 | 1 | 1 | 1 | 0.472 | 0.036 | 0 | 0.16501 | 0 | 1 | 1 | 1 | 1 | 1 | 1
| 8559 | 1 | 1 | 1 | 1 | 1 | 0.404 | 0.043 | 0 | 0.16501 | 0 | 1 | 1 | 1 | 1 | 1 | 1
| 8560 | 1 | 1 | 1 | 1 | 1 | 0.312 | 0.054 | 0 | 0.16501 | 0 | 1 | 1 | 1 | 1 | 1 | 1
| 8561 | 1 | 1 | 1 | 1 | 1 | 0.193 | 0.072 | 0 | 0.16501 | 0 | 1 | 1 | 1 | 1 | 1 | 1
| 8562 | 1 | 1 | 1 | 1 | 1 | 0.078 | 0.1 | 0 | 0.16501 | 0 | 1 | 1 | 1 | 1 | 1 | 1
| 8563 | 1 | 1 | 1 | 1 | 1 | 0.005 | 0.16 | 0 | 0.16501 | 0 | 1 | 1 | 1 | 1 | 1 | 1
| 8564 | 1 | 1 | 1 | 1 | 1 | 0 | 0.219 | 0 | 0.16501 | 0 | 1 | 1 | 1 | 1 | 1 | 1
| 8565 | 1 | 1 | 1 | 1 | 1 | 0 | 0.226 | 0 | 0.16501 | 0 | 1 | 1 | 1 | 1 | 1 | 1
| 8566 | 1 | 1 | 1 | 1 | 1 | 0 | 0.222 | 0 | 0.16501 | 0 | 1 | 1 | 1 | 1 | 1 | 1
| 8567 | 1 | 1 | 1 | 1 | 1 | 0 | 0.245 | 0 | 0.16501 | 0 | 1 | 1 | 1 | 1 | 1 | 1
| 8568 | 1 | 1 | 1 | 1 | 1 | 0 | 0.219 | 0 | 0.16501 | 0 | 1 | 1 | 1 | 1 | 1 | 1
| 8569 | 1 | 1 | 1 | 1 | 1 | 0 | 0.186 | 0 | 0.16501 | 0 | 1 | 1 | 1 | 1 | 1 | 1
| 8570 | 1 | 1 | 1 | 1 | 1 | 0 | 0.191 | 0 | 0.16501 | 0 | 1 | 1 | 1 | 1 | 1 | 1
| 8571 | 1 | 1 | 1 | 1 | 1 | 0 | 0.223 | 0 | 0.16501 | 0 | 1 | 1 | 1 | 1 | 1 | 1
| 8572 | 1 | 1 | 1 | 1 | 1 | 0 | 0.254 | 0 | 0.16501 | 0 | 1 | 1 | 1 | 1 | 1 | 1
| 8573 | 1 | 1 | 1 | 1 | 1 | 0 | 0.302 | 0 | 0.16501 | 0 | 1 | 1 | 1 | 1 | 1 | 1
| 8574 | 1 | 1 | 1 | 1 | 1 | 0 | 0.295 | 0 | 0.16501 | 0 | 1 | 1 | 1 | 1 | 1 | 1
| 8575 | 1 | 1 | 1 | 1 | 1 | 0.002 | 0.281 | 0 | 0.16501 | 0 | 1 | 1 | 1 | 1 | 1 | 1
| 8576 | 1 | 1 | 1 | 1 | 1 | 0.072 | 0.238 | 0 | 0.16501 | 0 | 1 | 1 | 1 | 1 | 1 | 1
| 8577 | 1 | 1 | 1 | 1 | 1 | 0.19 | 0.329 | 0 | 0.16501 | 0 | 1 | 1 | 1 | 1 | 1 | 1
| 8578 | 1 | 1 | 1 | 1 | 1 | 0.316 | 0.298 | 0 | 0.16501 | 0 | 1 | 1 | 1 | 1 | 1 | 1
| 8579 | 1 | 1 | 1 | 1 | 1 | 0.418 | 0.221 | 0 | 0.16501 | 0 | 1 | 1 | 1 | 1 | 1 | 1
| 8580 | 1 | 1 | 1 | 1 | 1 | 0.476 | 0.155 | 0 | 0.16501 | 0 | 1 | 1 | 1 | 1 | 1 | 1
| 8581 | 1 | 1 | 1 | 1 | 1 | 0.49 | 0.107 | 0 | 0.16501 | 0 | 1 | 1 | 1 | 1 | 1 | 1
| 8582 | 1 | 1 | 1 | 1 | 1 | 0.463 | 0.075 | 0 | 0.16501 | 0 | 1 | 1 | 1 | 1 | 1 | 1
| 8583 | 1 | 1 | 1 | 1 | 1 | 0.392 | 0.058 | 0 | 0.16501 | 0 | 1 | 1 | 1 | 1 | 1 | 1
| 8584 | 1 | 1 | 1 | 1 | 1 | 0.294 | 0.048 | 0 | 0.16501 | 0 | 1 | 1 | 1 | 1 | 1 | 1
| 8585 | 1 | 1 | 1 | 1 | 1 | 0.179 | 0.048 | 0 | 0.16501 | 0 | 1 | 1 | 1 | 1 | 1 | 1
| 8586 | 1 | 1 | 1 | 1 | 1 | 0.075 | 0.061 | 0 | 0.16501 | 0 | 1 | 1 | 1 | 1 | 1 | 1
| 8587 | 1 | 1 | 1 | 1 | 1 | 0.004 | 0.094 | 0 | 0.16501 | 0 | 1 | 1 | 1 | 1 | 1 | 1
| 8588 | 1 | 1 | 1 | 1 | 1 | 0 | 0.152 | 0 | 0.16501 | 0 | 1 | 1 | 1 | 1 | 1 | 1
| 8589 | 1 | 1 | 1 | 1 | 1 | 0 | 0.205 | 0 | 0.16501 | 0 | 1 | 1 | 1 | 1 | 1 | 1
| 8590 | 1 | 1 | 1 | 1 | 1 | 0 | 0.214 | 0 | 0.16501 | 0 | 1 | 1 | 1 | 1 | 1 | 1
| 8591 | 1 | 1 | 1 | 1 | 1 | 0 | 0.208 | 0 | 0.16501 | 0 | 1 | 1 | 1 | 1 | 1 | 1
| 8592 | 1 | 1 | 1 | 1 | 1 | 0 | 0.214 | 0 | 0.16501 | 0 | 1 | 1 | 1 | 1 | 1 | 1
| 8593 | 1 | 1 | 1 | 1 | 1 | 0 | 0.232 | 0 | 0.16501 | 0 | 1 | 1 | 1 | 1 | 1 | 1
| 8594 | 1 | 1 | 1 | 1 | 1 | 0 | 0.285 | 0 | 0.16501 | 0 | 1 | 1 | 1 | 1 | 1 | 1
| 8595 | 1 | 1 | 1 | 1 | 1 | 0 | 0.305 | 0 | 0.16501 | 0 | 1 | 1 | 1 | 1 | 1 | 1
| 8596 | 1 | 1 | 1 | 1 | 1 | 0 | 0.344 | 0 | 0.16501 | 0 | 1 | 1 | 1 | 1 | 1 | 1
| 8597 | 1 | 1 | 1 | 1 | 1 | 0 | 0.328 | 0 | 0.16501 | 0 | 1 | 1 | 1 | 1 | 1 | 1
| 8598 | 1 | 1 | 1 | 1 | 1 | 0 | 0.264 | 0 | 0.16501 | 0 | 1 | 1 | 1 | 1 | 1 | 1
| 8599 | 1 | 1 | 1 | 1 | 1 | 0.001 | 0.228 | 0 | 0.16501 | 0 | 1 | 1 | 1 | 1 | 1 | 1
| 8600 | 1 | 1 | 1 | 1 | 1 | 0.056 | 0.197 | 0 | 0.16501 | 0 | 1 | 1 | 1 | 1 | 1 | 1
| 8601 | 1 | 1 | 1 | 1 | 1 | 0.169 | 0.325 | 0 | 0.16501 | 0 | 1 | 1 | 1 | 1 | 1 | 1
| 8602 | 1 | 1 | 1 | 1 | 1 | 0.302 | 0.31 | 0 | 0.16501 | 0 | 1 | 1 | 1 | 1 | 1 | 1
| 8603 | 1 | 1 | 1 | 1 | 1 | 0.409 | 0.238 | 0 | 0.16501 | 0 | 1 | 1 | 1 | 1 | 1 | 1
| 8604 | 1 | 1 | 1 | 1 | 1 | 0.478 | 0.184 | 0 | 0.16501 | 0 | 1 | 1 | 1 | 1 | 1 | 1
| 8605 | 1 | 1 | 1 | 1 | 1 | 0.501 | 0.155 | 0 | 0.16501 | 0 | 1 | 1 | 1 | 1 | 1 | 1
| 8606 | 1 | 1 | 1 | 1 | 1 | 0.479 | 0.139 | 0 | 0.16501 | 0 | 1 | 1 | 1 | 1 | 1 | 1
| 8607 | 1 | 1 | 1 | 1 | 1 | 0.412 | 0.124 | 0 | 0.16501 | 0 | 1 | 1 | 1 | 1 | 1 | 1
| 8608 | 1 | 1 | 1 | 1 | 1 | 0.307 | 0.112 | 0 | 0.16501 | 0 | 1 | 1 | 1 | 1 | 1 | 1
| 8609 | 1 | 1 | 1 | 1 | 1 | 0.189 | 0.123 | 0 | 0.16501 | 0 | 1 | 1 | 1 | 1 | 1 | 1
| 8610 | 1 | 1 | 1 | 1 | 1 | 0.075 | 0.153 | 0 | 0.16501 | 0 | 1 | 1 | 1 | 1 | 1 | 1
| 8611 | 1 | 1 | 1 | 1 | 1 | 0.003 | 0.201 | 0 | 0.16501 | 0 | 1 | 1 | 1 | 1 | 1 | 1
| 8612 | 1 | 1 | 1 | 1 | 1 | 0 | 0.228 | 0 | 0.16501 | 0 | 1 | 1 | 1 | 1 | 1 | 1
| 8613 | 1 | 1 | 1 | 1 | 1 | 0 | 0.194 | 0 | 0.16501 | 0 | 1 | 1 | 1 | 1 | 1 | 1
| 8614 | 1 | 1 | 1 | 1 | 1 | 0 | 0.164 | 0 | 0.16501 | 0 | 1 | 1 | 1 | 1 | 1 | 1
| 8615 | 1 | 1 | 1 | 1 | 1 | 0 | 0.169 | 0 | 0.16501 | 0 | 1 | 1 | 1 | 1 | 1 | 1
| 8616 | 1 | 1 | 1 | 1 | 1 | 0 | 0.147 | 0 | 0.16501 | 0 | 1 | 1 | 1 | 1 | 1 | 1
| 8617 | 1 | 1 | 1 | 1 | 1 | 0 | 0.149 | 0 | 0.16501 | 0 | 1 | 1 | 1 | 1 | 1 | 1
| 8618 | 1 | 1 | 1 | 1 | 1 | 0 | 0.161 | 0 | 0.16501 | 0 | 1 | 1 | 1 | 1 | 1 | 1
| 8619 | 1 | 1 | 1 | 1 | 1 | 0 | 0.207 | 0 | 0.16501 | 0 | 1 | 1 | 1 | 1 | 1 | 1
| 8620 | 1 | 1 | 1 | 1 | 1 | 0 | 0.218 | 0 | 0.16501 | 0 | 1 | 1 | 1 | 1 | 1 | 1
| 8621 | 1 | 1 | 1 | 1 | 1 | 0 | 0.188 | 0 | 0.16501 | 0 | 1 | 1 | 1 | 1 | 1 | 1
| 8622 | 1 | 1 | 1 | 1 | 1 | 0 | 0.155 | 0 | 0.16501 | 0 | 1 | 1 | 1 | 1 | 1 | 1
| 8623 | 1 | 1 | 1 | 1 | 1 | 0.001 | 0.131 | 0 | 0.16501 | 0 | 1 | 1 | 1 | 1 | 1 | 1
| 8624 | 1 | 1 | 1 | 1 | 1 | 0.063 | 0.119 | 0 | 0.16501 | 0 | 1 | 1 | 1 | 1 | 1 | 1
| 8625 | 1 | 1 | 1 | 1 | 1 | 0.179 | 0.182 | 0 | 0.16501 | 0 | 1 | 1 | 1 | 1 | 1 | 1
| 8626 | 1 | 1 | 1 | 1 | 1 | 0.309 | 0.192 | 0 | 0.16501 | 0 | 1 | 1 | 1 | 1 | 1 | 1
| 8627 | 1 | 1 | 1 | 1 | 1 | 0.409 | 0.14 | 0 | 0.16501 | 0 | 1 | 1 | 1 | 1 | 1 | 1
| 8628 | 1 | 1 | 1 | 1 | 1 | 0.474 | 0.08 | 0 | 0.16501 | 0 | 1 | 1 | 1 | 1 | 1 | 1
| 8629 | 1 | 1 | 1 | 1 | 1 | 0.488 | 0.036 | 0 | 0.16501 | 0 | 1 | 1 | 1 | 1 | 1 | 1
| 8630 | 1 | 1 | 1 | 1 | 1 | 0.465 | 0.017 | 0 | 0.16501 | 0 | 1 | 1 | 1 | 1 | 1 | 1
| 8631 | 1 | 1 | 1 | 1 | 1 | 0.388 | 0.011 | 0 | 0.16501 | 0 | 1 | 1 | 1 | 1 | 1 | 1
| 8632 | 1 | 1 | 1 | 1 | 1 | 0.305 | 0.009 | 0 | 0.16501 | 0 | 1 | 1 | 1 | 1 | 1 | 1
| 8633 | 1 | 1 | 1 | 1 | 1 | 0.193 | 0.009 | 0 | 0.16501 | 0 | 1 | 1 | 1 | 1 | 1 | 1
| 8634 | 1 | 1 | 1 | 1 | 1 | 0.08 | 0.011 | 0 | 0.16501 | 0 | 1 | 1 | 1 | 1 | 1 | 1
| 8635 | 1 | 1 | 1 | 1 | 1 | 0.004 | 0.031 | 0 | 0.16501 | 0 | 1 | 1 | 1 | 1 | 1 | 1
| 8636 | 1 | 1 | 1 | 1 | 1 | 0 | 0.071 | 0 | 0.16501 | 0 | 1 | 1 | 1 | 1 | 1 | 1
| 8637 | 1 | 1 | 1 | 1 | 1 | 0 | 0.123 | 0 | 0.16501 | 0 | 1 | 1 | 1 | 1 | 1 | 1
| 8638 | 1 | 1 | 1 | 1 | 1 | 0 | 0.172 | 0 | 0.16501 | 0 | 1 | 1 | 1 | 1 | 1 | 1
| 8639 | 1 | 1 | 1 | 1 | 1 | 0 | 0.195 | 0 | 0.16501 | 0 | 1 | 1 | 1 | 1 | 1 | 1
| 8640 | 1 | 1 | 1 | 1 | 1 | 0 | 0.163 | 0 | 0.16501 | 0 | 1 | 1 | 1 | 1 | 1 | 1
| 8641 | 1 | 1 | 1 | 1 | 1 | 0 | 0.162 | 0 | 0.16501 | 0 | 1 | 1 | 1 | 1 | 1 | 1
| 8642 | 1 | 1 | 1 | 1 | 1 | 0 | 0.181 | 0 | 0.16501 | 0 | 1 | 1 | 1 | 1 | 1 | 1
| 8643 | 1 | 1 | 1 | 1 | 1 | 0 | 0.17 | 0 | 0.16501 | 0 | 1 | 1 | 1 | 1 | 1 | 1
| 8644 | 1 | 1 | 1 | 1 | 1 | 0 | 0.132 | 0 | 0.16501 | 0 | 1 | 1 | 1 | 1 | 1 | 1
| 8645 | 1 | 1 | 1 | 1 | 1 | 0 | 0.093 | 0 | 0.16501 | 0 | 1 | 1 | 1 | 1 | 1 | 1
| 8646 | 1 | 1 | 1 | 1 | 1 | 0 | 0.072 | 0 | 0.16501 | 0 | 1 | 1 | 1 | 1 | 1 | 1
| 8647 | 1 | 1 | 1 | 1 | 1 | 0.001 | 0.068 | 0 | 0.16501 | 0 | 1 | 1 | 1 | 1 | 1 | 1
| 8648 | 1 | 1 | 1 | 1 | 1 | 0.068 | 0.065 | 0 | 0.16501 | 0 | 1 | 1 | 1 | 1 | 1 | 1
| 8649 | 1 | 1 | 1 | 1 | 1 | 0.182 | 0.07 | 0 | 0.16501 | 0 | 1 | 1 | 1 | 1 | 1 | 1
| 8650 | 1 | 1 | 1 | 1 | 1 | 0.306 | 0.044 | 0 | 0.16501 | 0 | 1 | 1 | 1 | 1 | 1 | 1
| 8651 | 1 | 1 | 1 | 1 | 1 | 0.428 | 0.017 | 0 | 0.16501 | 0 | 1 | 1 | 1 | 1 | 1 | 1
| 8652 | 1 | 1 | 1 | 1 | 1 | 0.488 | 0.005 | 0 | 0.16501 | 0 | 1 | 1 | 1 | 1 | 1 | 1
| 8653 | 1 | 1 | 1 | 1 | 1 | 0.49 | 0.002 | 0 | 0.16501 | 0 | 1 | 1 | 1 | 1 | 1 | 1
| 8654 | 1 | 1 | 1 | 1 | 1 | 0.46 | 0.002 | 0 | 0.16501 | 0 | 1 | 1 | 1 | 1 | 1 | 1
| 8655 | 1 | 1 | 1 | 1 | 1 | 0.361 | 0.003 | 0 | 0.16501 | 0 | 1 | 1 | 1 | 1 | 1 | 1
| 8656 | 1 | 1 | 1 | 1 | 1 | 0.273 | 0.003 | 0 | 0.16501 | 0 | 1 | 1 | 1 | 1 | 1 | 1
| 8657 | 1 | 1 | 1 | 1 | 1 | 0.181 | 0.001 | 0 | 0.16501 | 0 | 1 | 1 | 1 | 1 | 1 | 1
| 8658 | 1 | 1 | 1 | 1 | 1 | 0.073 | 0.006 | 0 | 0.16501 | 0 | 1 | 1 | 1 | 1 | 1 | 1
| 8659 | 1 | 1 | 1 | 1 | 1 | 0.003 | 0.011 | 0 | 0.16501 | 0 | 1 | 1 | 1 | 1 | 1 | 1
| 8660 | 1 | 1 | 1 | 1 | 1 | 0 | 0.012 | 0 | 0.16501 | 0 | 1 | 1 | 1 | 1 | 1 | 1
| 8661 | 1 | 1 | 1 | 1 | 1 | 0 | 0.016 | 0 | 0.16501 | 0 | 1 | 1 | 1 | 1 | 1 | 1
| 8662 | 1 | 1 | 1 | 1 | 1 | 0 | 0.03 | 0 | 0.16501 | 0 | 1 | 1 | 1 | 1 | 1 | 1
| 8663 | 1 | 1 | 1 | 1 | 1 | 0 | 0.044 | 0 | 0.16501 | 0 | 1 | 1 | 1 | 1 | 1 | 1
| 8664 | 1 | 1 | 1 | 1 | 1 | 0 | 0.047 | 0 | 0.16501 | 0 | 1 | 1 | 1 | 1 | 1 | 1
| 8665 | 1 | 1 | 1 | 1 | 1 | 0 | 0.042 | 0 | 0.16501 | 0 | 1 | 1 | 1 | 1 | 1 | 1
| 8666 | 1 | 1 | 1 | 1 | 1 | 0 | 0.038 | 0 | 0.16501 | 0 | 1 | 1 | 1 | 1 | 1 | 1
| 8667 | 1 | 1 | 1 | 1 | 1 | 0 | 0.017 | 0 | 0.16501 | 0 | 1 | 1 | 1 | 1 | 1 | 1
| 8668 | 1 | 1 | 1 | 1 | 1 | 0 | 0.011 | 0 | 0.16501 | 0 | 1 | 1 | 1 | 1 | 1 | 1
| 8669 | 1 | 1 | 1 | 1 | 1 | 0 | 0.02 | 0 | 0.16501 | 0 | 1 | 1 | 1 | 1 | 1 | 1
| 8670 | 1 | 1 | 1 | 1 | 1 | 0 | 0.027 | 0 | 0.16501 | 0 | 1 | 1 | 1 | 1 | 1 | 1
| 8671 | 1 | 1 | 1 | 1 | 1 | 0.002 | 0.022 | 0 | 0.16501 | 0 | 1 | 1 | 1 | 1 | 1 | 1
| 8672 | 1 | 1 | 1 | 1 | 1 | 0.071 | 0.016 | 0 | 0.16501 | 0 | 1 | 1 | 1 | 1 | 1 | 1
| 8673 | 1 | 1 | 1 | 1 | 1 | 0.176 | 0.031 | 0 | 0.16501 | 0 | 1 | 1 | 1 | 1 | 1 | 1
| 8674 | 1 | 1 | 1 | 1 | 1 | 0.3 | 0.05 | 0 | 0.16501 | 0 | 1 | 1 | 1 | 1 | 1 | 1
| 8675 | 1 | 1 | 1 | 1 | 1 | 0.411 | 0.055 | 0 | 0.16501 | 0 | 1 | 1 | 1 | 1 | 1 | 1
| 8676 | 1 | 1 | 1 | 1 | 1 | 0.477 | 0.05 | 0 | 0.16501 | 0 | 1 | 1 | 1 | 1 | 1 | 1
| 8677 | 1 | 1 | 1 | 1 | 1 | 0.501 | 0.039 | 0 | 0.16501 | 0 | 1 | 1 | 1 | 1 | 1 | 1
| 8678 | 1 | 1 | 1 | 1 | 1 | 0.487 | 0.027 | 0 | 0.16501 | 0 | 1 | 1 | 1 | 1 | 1 | 1
| 8679 | 1 | 1 | 1 | 1 | 1 | 0.414 | 0.017 | 0 | 0.16501 | 0 | 1 | 1 | 1 | 1 | 1 | 1
| 8680 | 1 | 1 | 1 | 1 | 1 | 0.311 | 0.011 | 0 | 0.16501 | 0 | 1 | 1 | 1 | 1 | 1 | 1
| 8681 | 1 | 1 | 1 | 1 | 1 | 0.189 | 0.015 | 0 | 0.16501 | 0 | 1 | 1 | 1 | 1 | 1 | 1
| 8682 | 1 | 1 | 1 | 1 | 1 | 0.07 | 0.039 | 0 | 0.16501 | 0 | 1 | 1 | 1 | 1 | 1 | 1
| 8683 | 1 | 1 | 1 | 1 | 1 | 0.004 | 0.096 | 0 | 0.16501 | 0 | 1 | 1 | 1 | 1 | 1 | 1
| 8684 | 1 | 1 | 1 | 1 | 1 | 0 | 0.138 | 0 | 0.16501 | 0 | 1 | 1 | 1 | 1 | 1 | 1
| 8685 | 1 | 1 | 1 | 1 | 1 | 0 | 0.132 | 0 | 0.16501 | 0 | 1 | 1 | 1 | 1 | 1 | 1
| 8686 | 1 | 1 | 1 | 1 | 1 | 0 | 0.104 | 0 | 0.16501 | 0 | 1 | 1 | 1 | 1 | 1 | 1
| 8687 | 1 | 1 | 1 | 1 | 1 | 0 | 0.068 | 0 | 0.16501 | 0 | 1 | 1 | 1 | 1 | 1 | 1
| 8688 | 1 | 1 | 1 | 1 | 1 | 0 | 0.042 | 0 | 0.16501 | 0 | 1 | 1 | 1 | 1 | 1 | 1
| 8689 | 1 | 1 | 1 | 1 | 1 | 0 | 0.036 | 0 | 0.16501 | 0 | 1 | 1 | 1 | 1 | 1 | 1
| 8690 | 1 | 1 | 1 | 1 | 1 | 0 | 0.036 | 0 | 0.16501 | 0 | 1 | 1 | 1 | 1 | 1 | 1
| 8691 | 1 | 1 | 1 | 1 | 1 | 0 | 0.045 | 0 | 0.16501 | 0 | 1 | 1 | 1 | 1 | 1 | 1
| 8692 | 1 | 1 | 1 | 1 | 1 | 0 | 0.067 | 0 | 0.16501 | 0 | 1 | 1 | 1 | 1 | 1 | 1
| 8693 | 1 | 1 | 1 | 1 | 1 | 0 | 0.104 | 0 | 0.16501 | 0 | 1 | 1 | 1 | 1 | 1 | 1
| 8694 | 1 | 1 | 1 | 1 | 1 | 0 | 0.132 | 0 | 0.16501 | 0 | 1 | 1 | 1 | 1 | 1 | 1
| 8695 | 1 | 1 | 1 | 1 | 1 | 0.002 | 0.128 | 0 | 0.16501 | 0 | 1 | 1 | 1 | 1 | 1 | 1
| 8696 | 1 | 1 | 1 | 1 | 1 | 0.069 | 0.093 | 0 | 0.16501 | 0 | 1 | 1 | 1 | 1 | 1 | 1
| 8697 | 1 | 1 | 1 | 1 | 1 | 0.187 | 0.112 | 0 | 0.16501 | 0 | 1 | 1 | 1 | 1 | 1 | 1
| 8698 | 1 | 1 | 1 | 1 | 1 | 0.301 | 0.113 | 0 | 0.16501 | 0 | 1 | 1 | 1 | 1 | 1 | 1
| 8699 | 1 | 1 | 1 | 1 | 1 | 0.397 | 0.097 | 0 | 0.16501 | 0 | 1 | 1 | 1 | 1 | 1 | 1
| 8700 | 1 | 1 | 1 | 1 | 1 | 0.459 | 0.089 | 0 | 0.16501 | 0 | 1 | 1 | 1 | 1 | 1 | 1
| 8701 | 1 | 1 | 1 | 1 | 1 | 0.486 | 0.099 | 0 | 0.16501 | 0 | 1 | 1 | 1 | 1 | 1 | 1
| 8702 | 1 | 1 | 1 | 1 | 1 | 0.468 | 0.114 | 0 | 0.16501 | 0 | 1 | 1 | 1 | 1 | 1 | 1
| 8703 | 1 | 1 | 1 | 1 | 1 | 0.404 | 0.152 | 0 | 0.16501 | 0 | 1 | 1 | 1 | 1 | 1 | 1
| 8704 | 1 | 1 | 1 | 1 | 1 | 0.294 | 0.217 | 0 | 0.16501 | 0 | 1 | 1 | 1 | 1 | 1 | 1
| 8705 | 1 | 1 | 1 | 1 | 1 | 0.18 | 0.281 | 0 | 0.16501 | 0 | 1 | 1 | 1 | 1 | 1 | 1
| 8706 | 1 | 1 | 1 | 1 | 1 | 0.073 | 0.344 | 0 | 0.16501 | 0 | 1 | 1 | 1 | 1 | 1 | 1
| 8707 | 1 | 1 | 1 | 1 | 1 | 0.003 | 0.335 | 0 | 0.16501 | 0 | 1 | 1 | 1 | 1 | 1 | 1
| 8708 | 1 | 1 | 1 | 1 | 1 | 0 | 0.27 | 0 | 0.16501 | 0 | 1 | 1 | 1 | 1 | 1 | 1
| 8709 | 1 | 1 | 1 | 1 | 1 | 0 | 0.23 | 0 | 0.16501 | 0 | 1 | 1 | 1 | 1 | 1 | 1
| 8710 | 1 | 1 | 1 | 1 | 1 | 0 | 0.236 | 0 | 0.16501 | 0 | 1 | 1 | 1 | 1 | 1 | 1
| 8711 | 1 | 1 | 1 | 1 | 1 | 0 | 0.33 | 0 | 0.16501 | 0 | 1 | 1 | 1 | 1 | 1 | 1
| 8712 | 1 | 1 | 1 | 1 | 1 | 0 | 0.328 | 0 | 0.16501 | 0 | 1 | 1 | 1 | 1 | 1 | 1
| 8713 | 1 | 1 | 1 | 1 | 1 | 0 | 0.325 | 0 | 0.16501 | 0 | 1 | 1 | 1 | 1 | 1 | 1
| 8714 | 1 | 1 | 1 | 1 | 1 | 0 | 0.305 | 0 | 0.16501 | 0 | 1 | 1 | 1 | 1 | 1 | 1
| 8715 | 1 | 1 | 1 | 1 | 1 | 0 | 0.329 | 0 | 0.16501 | 0 | 1 | 1 | 1 | 1 | 1 | 1
| 8716 | 1 | 1 | 1 | 1 | 1 | 0 | 0.325 | 0 | 0.16501 | 0 | 1 | 1 | 1 | 1 | 1 | 1
| 8717 | 1 | 1 | 1 | 1 | 1 | 0 | 0.287 | 0 | 0.16501 | 0 | 1 | 1 | 1 | 1 | 1 | 1
| 8718 | 1 | 1 | 1 | 1 | 1 | 0 | 0.258 | 0 | 0.16501 | 0 | 1 | 1 | 1 | 1 | 1 | 1
| 8719 | 1 | 1 | 1 | 1 | 1 | 0.002 | 0.228 | 0 | 0.16501 | 0 | 1 | 1 | 1 | 1 | 1 | 1
| 8720 | 1 | 1 | 1 | 1 | 1 | 0.065 | 0.212 | 0 | 0.16501 | 0 | 1 | 1 | 1 | 1 | 1 | 1
| 8721 | 1 | 1 | 1 | 1 | 1 | 0.177 | 0.494 | 0 | 0.16501 | 0 | 1 | 1 | 1 | 1 | 1 | 1
| 8722 | 1 | 1 | 1 | 1 | 1 | 0.312 | 0.539 | 0 | 0.16501 | 0 | 1 | 1 | 1 | 1 | 1 | 1
| 8723 | 1 | 1 | 1 | 1 | 1 | 0.423 | 0.42 | 0 | 0.16501 | 0 | 1 | 1 | 1 | 1 | 1 | 1
| 8724 | 1 | 1 | 1 | 1 | 1 | 0.502 | 0.307 | 0 | 0.16501 | 0 | 1 | 1 | 1 | 1 | 1 | 1
| 8725 | 1 | 1 | 1 | 1 | 1 | 0.522 | 0.268 | 0 | 0.16501 | 0 | 1 | 1 | 1 | 1 | 1 | 1
| 8726 | 1 | 1 | 1 | 1 | 1 | 0.497 | 0.278 | 0 | 0.16501 | 0 | 1 | 1 | 1 | 1 | 1 | 1
| 8727 | 1 | 1 | 1 | 1 | 1 | 0.429 | 0.304 | 0 | 0.16501 | 0 | 1 | 1 | 1 | 1 | 1 | 1
| 8728 | 1 | 1 | 1 | 1 | 1 | 0.32 | 0.319 | 0 | 0.16501 | 0 | 1 | 1 | 1 | 1 | 1 | 1
| 8729 | 1 | 1 | 1 | 1 | 1 | 0.191 | 0.337 | 0 | 0.16501 | 0 | 1 | 1 | 1 | 1 | 1 | 1
| 8730 | 1 | 1 | 1 | 1 | 1 | 0.057 | 0.364 | 0 | 0.16501 | 0 | 1 | 1 | 1 | 1 | 1 | 1
| 8731 | 1 | 1 | 1 | 1 | 1 | 0.005 | 0.395 | 0 | 0.16501 | 0 | 1 | 1 | 1 | 1 | 1 | 1
| 8732 | 1 | 1 | 1 | 1 | 1 | 0 | 0.445 | 0 | 0.16501 | 0 | 1 | 1 | 1 | 1 | 1 | 1
| 8733 | 1 | 1 | 1 | 1 | 1 | 0 | 0.436 | 0 | 0.16501 | 0 | 1 | 1 | 1 | 1 | 1 | 1
| 8734 | 1 | 1 | 1 | 1 | 1 | 0 | 0.383 | 0 | 0.16501 | 0 | 1 | 1 | 1 | 1 | 1 | 1
| 8735 | 1 | 1 | 1 | 1 | 1 | 0 | 0.345 | 0 | 0.16501 | 0 | 1 | 1 | 1 | 1 | 1 | 1
| 8736 | 1 | 1 | 1 | 1 | 1 | 0 | 0.312 | 0 | 0.16501 | 0 | 1 | 1 | 1 | 1 | 1 | 1
| 8737 | 1 | 1 | 1 | 1 | 1 | 0 | 0.286 | 0 | 0.16501 | 0 | 1 | 1 | 1 | 1 | 1 | 1
| 8738 | 1 | 1 | 1 | 1 | 1 | 0 | 0.284 | 0 | 0.16501 | 0 | 1 | 1 | 1 | 1 | 1 | 1
| 8739 | 1 | 1 | 1 | 1 | 1 | 0 | 0.278 | 0 | 0.16501 | 0 | 1 | 1 | 1 | 1 | 1 | 1
| 8740 | 1 | 1 | 1 | 1 | 1 | 0 | 0.278 | 0 | 0.16501 | 0 | 1 | 1 | 1 | 1 | 1 | 1
| 8741 | 1 | 1 | 1 | 1 | 1 | 0 | 0.274 | 0 | 0.16501 | 0 | 1 | 1 | 1 | 1 | 1 | 1
| 8742 | 1 | 1 | 1 | 1 | 1 | 0 | 0.259 | 0 | 0.16501 | 0 | 1 | 1 | 1 | 1 | 1 | 1
| 8743 | 1 | 1 | 1 | 1 | 1 | 0.002 | 0.259 | 0 | 0.16501 | 0 | 1 | 1 | 1 | 1 | 1 | 1
| 8744 | 1 | 1 | 1 | 1 | 1 | 0.049 | 0.22 | 0 | 0.16501 | 0 | 1 | 1 | 1 | 1 | 1 | 1
| 8745 | 1 | 1 | 1 | 1 | 1 | 0.171 | 0.414 | 0 | 0.16501 | 0 | 1 | 1 | 1 | 1 | 1 | 1
| 8746 | 1 | 1 | 1 | 1 | 1 | 0.325 | 0.447 | 0 | 0.16501 | 0 | 1 | 1 | 1 | 1 | 1 | 1
| 8747 | 1 | 1 | 1 | 1 | 1 | 0.443 | 0.367 | 0 | 0.16501 | 0 | 1 | 1 | 1 | 1 | 1 | 1
| 8748 | 1 | 1 | 1 | 1 | 1 | 0.514 | 0.314 | 0 | 0.16501 | 0 | 1 | 1 | 1 | 1 | 1 | 1
| 8749 | 1 | 1 | 1 | 1 | 1 | 0.536 | 0.294 | 0 | 0.16501 | 0 | 1 | 1 | 1 | 1 | 1 | 1
| 8750 | 1 | 1 | 1 | 1 | 1 | 0.511 | 0.291 | 0 | 0.16501 | 0 | 1 | 1 | 1 | 1 | 1 | 1
| 8751 | 1 | 1 | 1 | 1 | 1 | 0.443 | 0.303 | 0 | 0.16501 | 0 | 1 | 1 | 1 | 1 | 1 | 1
| 8752 | 1 | 1 | 1 | 1 | 1 | 0.333 | 0.334 | 0 | 0.16501 | 0 | 1 | 1 | 1 | 1 | 1 | 1
| 8753 | 1 | 1 | 1 | 1 | 1 | 0.189 | 0.394 | 0 | 0.16501 | 0 | 1 | 1 | 1 | 1 | 1 | 1
| 8754 | 1 | 1 | 1 | 1 | 1 | 0.046 | 0.459 | 0 | 0.16501 | 0 | 1 | 1 | 1 | 1 | 1 | 1
| 8755 | 1 | 1 | 1 | 1 | 1 | 0.005 | 0.488 | 0 | 0.16501 | 0 | 1 | 1 | 1 | 1 | 1 | 1
| 8756 | 1 | 1 | 1 | 1 | 1 | 0 | 0.498 | 0 | 0.16501 | 0 | 1 | 1 | 1 | 1 | 1 | 1
| 8757 | 1 | 1 | 1 | 1 | 1 | 0 | 0.501 | 0 | 0.16501 | 0 | 1 | 1 | 1 | 1 | 1 | 1
| 8758 | 1 | 1 | 1 | 1 | 1 | 0 | 0.486 | 0 | 0.16501 | 0 | 1 | 1 | 1 | 1 | 1 | 1
| 8759 | 1 | 1 | 1 | 1 | 1 | 0 | 0.485 | 0 | 0.16501 | 0 | 1 | 1 | 1 | 1 | 1 | 1
| 8760 | 1 | 1 | 1 | 1 | 1 | 0 | 0.466 | 0 | 0.16501 | 0 | 1 | 1 | 1 | 1 | 1 | 1

## Tech_efficiency
Tech_category | Supply | [9 empty] | Conversion |  |  |  |  | Transmission
Technology | Kerosene_supply | Oil_supply | BW_supply | Diesel_supply | Geo_PP | Solar_PV_PP | Wind_PP | S_ROR_Hydro_PP | L_ROR_Hydro_PP | L_DAM_Hydro_PP | HFO_PP | HFO_CC_PP | KGT_PP | BW_PP | Diesel_engine_pp | Elec_transmission_distribution
Years
Y0 | 1 | 1 | 1 | 1 | 0.12 | 1 | 1 | 1 | 1 | 1 | 0.35 | 0.45 | 0.35 | 0.25 | 0.4 | 0.96

## Max_production
Tech_category | Supply | [9 empty] | Conversion
Technology | Kerosene_supply | Oil_supply | BW_supply | Diesel_supply | Geo_PP | Solar_PV_PP | Wind_PP | S_ROR_Hydro_PP | L_ROR_Hydro_PP | L_DAM_Hydro_PP | HFO_PP | HFO_CC_PP | KGT_PP | BW_PP | Diesel_engine_pp
Years
Y0 | 1e+20 | 1e+20 | 1e+20 | 1e+20 | 1e+20 | 1e+20 | 1e+20 | 1e+20 | 1e+20 | 1e+20 | 1e+20 | 1e+20 | 1e+20 | 1e+20 | 1e+20

## Min_production
Tech_category | Supply | [9 empty] | Conversion
Technology | Kerosene_supply | Oil_supply | BW_supply | Diesel_supply | Geo_PP | Solar_PV_PP | Wind_PP | S_ROR_Hydro_PP | L_ROR_Hydro_PP | L_DAM_Hydro_PP | HFO_PP | HFO_CC_PP | KGT_PP | BW_PP | Diesel_engine_pp
Years
Y0 | 0 | 0 | 0 | 0 | 0 | 0 | 0 | 0 | 0 | 0 | 0 | 0 | 0 | 0 | 0

## Max_production_share
Tech_category | Supply | [9 empty] | Conversion
Technology | Kerosene_supply | Oil_supply | BW_supply | Diesel_supply | Geo_PP | Solar_PV_PP | Wind_PP | S_ROR_Hydro_PP | L_ROR_Hydro_PP | L_DAM_Hydro_PP | HFO_PP | HFO_CC_PP | KGT_PP | BW_PP | Diesel_engine_pp
Years
Y0 | 1 | 1 | 1 | 1 | 1 | 1 | 1 | 1 | 1 | 1 | 1 | 1 | 1 | 1 | 1

## Min_production_share
Tech_category | Supply | [9 empty] | Conversion
Technology | Kerosene_supply | Oil_supply | BW_supply | Diesel_supply | Geo_PP | Solar_PV_PP | Wind_PP | S_ROR_Hydro_PP | L_ROR_Hydro_PP | L_DAM_Hydro_PP | HFO_PP | HFO_CC_PP | KGT_PP | BW_PP | Diesel_engine_pp
Years
Y0 | 0 | 0 | 0 | 0 | 0 | 0 | 0 | 0 | 0 | 0 | 0 | 0 | 0 | 0 | 0

## Emission_cap_annual
Years | CO2 Global Cap
Y0 | 10000000000

## Emission_cap_annual_power
Years | CO2 Power Cap
Y0 | 10000000000

## Max_prod_ramps
Tech_category | Supply | [9 empty] | Conversion
Technology | Kerosene_supply | Oil_supply | BW_supply | Diesel_supply | Geo_PP | Solar_PV_PP | Wind_PP | S_ROR_Hydro_PP | L_ROR_Hydro_PP | L_DAM_Hydro_PP | HFO_PP | HFO_CC_PP | KGT_PP | BW_PP | Diesel_engine_pp
Performance Parameter
Max_production_ramp_in_a_timestep | 1 | 1 | 1 | 1 | 1 | 1 | 1 | 1 | 1 | 1 | 1 | 1 | 1 | 1 | 1

## Min_prod_ramps
Tech_category | Supply | [9 empty] | Conversion
Technology | Kerosene_supply | Oil_supply | BW_supply | Diesel_supply | Geo_PP | Solar_PV_PP | Wind_PP | S_ROR_Hydro_PP | L_ROR_Hydro_PP | L_DAM_Hydro_PP | HFO_PP | HFO_CC_PP | KGT_PP | BW_PP | Diesel_engine_pp
Performance Parameter
Min_production_ramp_in_a_timestep | 1 | 1 | 1 | 1 | 1 | 1 | 1 | 1 | 1 | 1 | 1 | 1 | 1 | 1 | 1

## Renewable_tech_selection
Tech_category | Supply | [9 empty] | Conversion
Technology | Kerosene_supply | Oil_supply | BW_supply | Diesel_supply | Geo_PP | Solar_PV_PP | Wind_PP | S_ROR_Hydro_PP | L_ROR_Hydro_PP | L_DAM_Hydro_PP | HFO_PP | HFO_CC_PP | KGT_PP | BW_PP | Diesel_engine_pp
Parameter
Renewable technology (1) or not (0) | 0 | 0 | 0 | 0 | 0 | 0 | 0 | 0 | 0 | 0 | 0 | 0 | 0 | 0 | 0

## Min_RES_production
Years | Min Renewable Production Share (%)
Y0 | 0

## Min_RES_electric_penetration
Years | Min Renewable Electric Penetration (%)
Y0 | 0