## F_OM
Line | reg1-reg2 | [6 empty] | reg1-reg3 | [6 empty] | reg1-reg4 | [6 empty] | reg2-reg3 | [6 empty] | reg2-reg4 | [6 empty] | reg3-reg4
Transmitted Carrier | Kerosene | Biofuels_waste | Oil | Diesel | NG | Electricity | Final_electricity | Kerosene | Biofuels_waste | Oil | Diesel | NG | Electricity | Final_electricity | Kerosene | Biofuels_waste | Oil | Diesel | NG | Electricity | Final_electricity | Kerosene | Biofuels_waste | Oil | Diesel | NG | Electricity | Final_electricity | Kerosene | Biofuels_waste | Oil | Diesel | NG | Electricity | Final_electricity | Kerosene | Biofuels_waste | Oil | Diesel | NG | Electricity | Final_electricity
Years
Y0 | 0 | 0 | 0 | 0 | 0 | 0 | 0 | 0 | 0 | 0 | 0 | 0 | 0 | 0 | 0 | 0 | 0 | 0 | 0 | 0 | 0 | 0 | 0 | 0 | 0 | 0 | 0 | 0 | 0 | 0 | 0 | 0 | 0 | 0 | 0 | 0 | 0 | 0 | 0 | 0 | 0 | 0
Y1 | 0 | 0 | 0 | 0 | 0 | 0 | 0 | 0 | 0 | 0 | 0 | 0 | 0 | 0 | 0 | 0 | 0 | 0 | 0 | 0 | 0 | 0 | 0 | 0 | 0 | 0 | 0 | 0 | 0 | 0 | 0 | 0 | 0 | 0 | 0 | 0 | 0 | 0 | 0 | 0 | 0 | 0
Y2 | 0 | 0 | 0 | 0 | 0 | 0 | 0 | 0 | 0 | 0 | 0 | 0 | 0 | 0 | 0 | 0 | 0 | 0 | 0 | 0 | 0 | 0 | 0 | 0 | 0 | 0 | 0 | 0 | 0 | 0 | 0 | 0 | 0 | 0 | 0 | 0 | 0 | 0 | 0 | 0 | 0 | 0
Y3 | 0 | 0 | 0 | 0 | 0 | 0 | 0 | 0 | 0 | 0 | 0 | 0 | 0 | 0 | 0 | 0 | 0 | 0 | 0 | 0 | 0 | 0 | 0 | 0 | 0 | 0 | 0 | 0 | 0 | 0 | 0 | 0 | 0 | 0 | 0 | 0 | 0 | 0 | 0 | 0 | 0 | 0
Y4 | 0 | 0 | 0 | 0 | 0 | 0 | 0 | 0 | 0 | 0 | 0 | 0 | 0 | 0 | 0 | 0 | 0 | 0 | 0 | 0 | 0 | 0 | 0 | 0 | 0 | 0 | 0 | 0 | 0 | 0 | 0 | 0 | 0 | 0 | 0 | 0 | 0 | 0 | 0 | 0 | 0 | 0
Y5 | 0 | 0 | 0 | 0 | 0 | 0 | 0 | 0 | 0 | 0 | 0 | 0 | 0 | 0 | 0 | 0 | 0 | 0 | 0 | 0 | 0 | 0 | 0 | 0 | 0 | 0 | 0 | 0 | 0 | 0 | 0 | 0 | 0 | 0 | 0 | 0 | 0 | 0 | 0 | 0 | 0 | 0
Y6 | 0 | 0 | 0 | 0 | 0 | 0 | 0 | 0 | 0 | 0 | 0 | 0 | 0 | 0 | 0 | 0 | 0 | 0 | 0 | 0 | 0 | 0 | 0 | 0 | 0 | 0 | 0 | 0 | 0 | 0 | 0 | 0 | 0 | 0 | 0 | 0 | 0 | 0 | 0 | 0 | 0 | 0
Y7 | 0 | 0 | 0 | 0 | 0 | 0 | 0 | 0 | 0 | 0 | 0 | 0 | 0 | 0 | 0 | 0 | 0 | 0 | 0 | 0 | 0 | 0 | 0 | 0 | 0 | 0 | 0 | 0 | 0 | 0 | 0 | 0 | 0 | 0 | 0 | 0 | 0 | 0 | 0 | 0 | 0 | 0
Y8 | 0 | 0 | 0 | 0 | 0 | 0 | 0 | 0 | 0 | 0 | 0 | 0 | 0 | 0 | 0 | 0 | 0 | 0 | 0 | 0 | 0 | 0 | 0 | 0 | 0 | 0 | 0 | 0 | 0 | 0 | 0 | 0 | 0 | 0 | 0 | 0 | 0 | 0 | 0 | 0 | 0 | 0
Y9 | 0 | 0 | 0 | 0 | 0 | 0 | 0 | 0 | 0 | 0 | 0 | 0 | 0 | 0 | 0 | 0 | 0 | 0 | 0 | 0 | 0 | 0 | 0 | 0 | 0 | 0 | 0 | 0 | 0 | 0 | 0 | 0 | 0 | 0 | 0 | 0 | 0 | 0 | 0 | 0 | 0 | 0
Y10 | 0 | 0 | 0 | 0 | 0 | 0 | 0 | 0 | 0 | 0 | 0 | 0 | 0 | 0 | 0 | 0 | 0 | 0 | 0 | 0 | 0 | 0 | 0 | 0 | 0 | 0 | 0 | 0 | 0 | 0 | 0 | 0 | 0 | 0 | 0 | 0 | 0 | 0 | 0 | 0 | 0 | 0
Y11 | 0 | 0 | 0 | 0 | 0 | 0 | 0 | 0 | 0 | 0 | 0 | 0 | 0 | 0 | 0 | 0 | 0 | 0 | 0 | 0 | 0 | 0 | 0 | 0 | 0 | 0 | 0 | 0 | 0 | 0 | 0 | 0 | 0 | 0 | 0 | 0 | 0 | 0 | 0 | 0 | 0 | 0
Y12 | 0 | 0 | 0 | 0 | 0 | 0 | 0 | 0 | 0 | 0 | 0 | 0 | 0 | 0 | 0 | 0 | 0 | 0 | 0 | 0 | 0 | 0 | 0 | 0 | 0 | 0 | 0 | 0 | 0 | 0 | 0 | 0 | 0 | 0 | 0 | 0 | 0 | 0 | 0 | 0 | 0 | 0
Y13 | 0 | 0 | 0 | 0 | 0 | 0 | 0 | 0 | 0 | 0 | 0 | 0 | 0 | 0 | 0 | 0 | 0 | 0 | 0 | 0 | 0 | 0 | 0 | 0 | 0 | 0 | 0 | 0 | 0 | 0 | 0 | 0 | 0 | 0 | 0 | 0 | 0 | 0 | 0 | 0 | 0 | 0
Y14 | 0 | 0 | 0 | 0 | 0 | 0 | 0 | 0 | 0 | 0 | 0 | 0 | 0 | 0 | 0 | 0 | 0 | 0 | 0 | 0 | 0 | 0 | 0 | 0 | 0 | 0 | 0 | 0 | 0 | 0 | 0 | 0 | 0 | 0 | 0 | 0 | 0 | 0 | 0 | 0 | 0 | 0
Y15 | 0 | 0 | 0 | 0 | 0 | 0 | 0 | 0 | 0 | 0 | 0 | 0 | 0 | 0 | 0 | 0 | 0 | 0 | 0 | 0 | 0 | 0 | 0 | 0 | 0 | 0 | 0 | 0 | 0 | 0 | 0 | 0 | 0 | 0 | 0 | 0 | 0 | 0 | 0 | 0 | 0 | 0
Y16 | 0 | 0 | 0 | 0 | 0 | 0 | 0 | 0 | 0 | 0 | 0 | 0 | 0 | 0 | 0 | 0 | 0 | 0 | 0 | 0 | 0 | 0 | 0 | 0 | 0 | 0 | 0 | 0 | 0 | 0 | 0 | 0 | 0 | 0 | 0 | 0 | 0 | 0 | 0 | 0 | 0 | 0
Y17 | 0 | 0 | 0 | 0 | 0 | 0 | 0 | 0 | 0 | 0 | 0 | 0 | 0 | 0 | 0 | 0 | 0 | 0 | 0 | 0 | 0 | 0 | 0 | 0 | 0 | 0 | 0 | 0 | 0 | 0 | 0 | 0 | 0 | 0 | 0 | 0 | 0 | 0 | 0 | 0 | 0 | 0
Y18 | 0 | 0 | 0 | 0 | 0 | 0 | 0 | 0 | 0 | 0 | 0 | 0 | 0 | 0 | 0 | 0 | 0 | 0 | 0 | 0 | 0 | 0 | 0 | 0 | 0 | 0 | 0 | 0 | 0 | 0 | 0 | 0 | 0 | 0 | 0 | 0 | 0 | 0 | 0 | 0 | 0 | 0
Y19 | 0 | 0 | 0 | 0 | 0 | 0 | 0 | 0 | 0 | 0 | 0 | 0 | 0 | 0 | 0 | 0 | 0 | 0 | 0 | 0 | 0 | 0 | 0 | 0 | 0 | 0 | 0 | 0 | 0 | 0 | 0 | 0 | 0 | 0 | 0 | 0 | 0 | 0 | 0 | 0 | 0 | 0
Y20 | 0 | 0 | 0 | 0 | 0 | 0 | 0 | 0 | 0 | 0 | 0 | 0 | 0 | 0 | 0 | 0 | 0 | 0 | 0 | 0 | 0 | 0 | 0 | 0 | 0 | 0 | 0 | 0 | 0 | 0 | 0 | 0 | 0 | 0 | 0 | 0 | 0 | 0 | 0 | 0 | 0 | 0
Y21 | 0 | 0 | 0 | 0 | 0 | 0 | 0 | 0 | 0 | 0 | 0 | 0 | 0 | 0 | 0 | 0 | 0 | 0 | 0 | 0 | 0 | 0 | 0 | 0 | 0 | 0 | 0 | 0 | 0 | 0 | 0 | 0 | 0 | 0 | 0 | 0 | 0 | 0 | 0 | 0 | 0 | 0

## V_OM
Line | reg1-reg2 | [6 empty] | reg1-reg3 | [6 empty] | reg1-reg4 | [6 empty] | reg2-reg3 | [6 empty] | reg2-reg4 | [6 empty] | reg3-reg4
Transmitted Carrier | Kerosene | Biofuels_waste | Oil | Diesel | NG | Electricity | Final_electricity | Kerosene | Biofuels_waste | Oil | Diesel | NG | Electricity | Final_electricity | Kerosene | Biofuels_waste | Oil | Diesel | NG | Electricity | Final_electricity | Kerosene | Biofuels_waste | Oil | Diesel | NG | Electricity | Final_electricity | Kerosene | Biofuels_waste | Oil | Diesel | NG | Electricity | Final_electricity | Kerosene | Biofuels_waste | Oil | Diesel | NG | Electricity | Final_electricity
Years
Y0 | 0 | 0 | 0 | 0 | 0 | 0 | 0.438 | 0 | 0 | 0 | 0 | 0 | 0 | 0.438 | 0 | 0 | 0 | 0 | 0 | 0 | 0.438 | 0 | 0 | 0 | 0 | 0 | 0 | 0.438 | 0 | 0 | 0 | 0 | 0 | 0 | 0.438 | 0 | 0 | 0 | 0 | 0 | 0 | 0.438
Y1 | 0 | 0 | 0 | 0 | 0 | 0 | 0.438 | 0 | 0 | 0 | 0 | 0 | 0 | 0.438 | 0 | 0 | 0 | 0 | 0 | 0 | 0.438 | 0 | 0 | 0 | 0 | 0 | 0 | 0.438 | 0 | 0 | 0 | 0 | 0 | 0 | 0.438 | 0 | 0 | 0 | 0 | 0 | 0 | 0.438
Y2 | 0 | 0 | 0 | 0 | 0 | 0 | 0.438 | 0 | 0 | 0 | 0 | 0 | 0 | 0.438 | 0 | 0 | 0 | 0 | 0 | 0 | 0.438 | 0 | 0 | 0 | 0 | 0 | 0 | 0.438 | 0 | 0 | 0 | 0 | 0 | 0 | 0.438 | 0 | 0 | 0 | 0 | 0 | 0 | 0.438
Y3 | 0 | 0 | 0 | 0 | 0 | 0 | 0.438 | 0 | 0 | 0 | 0 | 0 | 0 | 0.438 | 0 | 0 | 0 | 0 | 0 | 0 | 0.438 | 0 | 0 | 0 | 0 | 0 | 0 | 0.438 | 0 | 0 | 0 | 0 | 0 | 0 | 0.438 | 0 | 0 | 0 | 0 | 0 | 0 | 0.438
Y4 | 0 | 0 | 0 | 0 | 0 | 0 | 0.438 | 0 | 0 | 0 | 0 | 0 | 0 | 0.438 | 0 | 0 | 0 | 0 | 0 | 0 | 0.438 | 0 | 0 | 0 | 0 | 0 | 0 | 0.438 | 0 | 0 | 0 | 0 | 0 | 0 | 0.438 | 0 | 0 | 0 | 0 | 0 | 0 | 0.438
Y5 | 0 | 0 | 0 | 0 | 0 | 0 | 0.438 | 0 | 0 | 0 | 0 | 0 | 0 | 0.438 | 0 | 0 | 0 | 0 | 0 | 0 | 0.438 | 0 | 0 | 0 | 0 | 0 | 0 | 0.438 | 0 | 0 | 0 | 0 | 0 | 0 | 0.438 | 0 | 0 | 0 | 0 | 0 | 0 | 0.438
Y6 | 0 | 0 | 0 | 0 | 0 | 0 | 0.438 | 0 | 0 | 0 | 0 | 0 | 0 | 0.438 | 0 | 0 | 0 | 0 | 0 | 0 | 0.438 | 0 | 0 | 0 | 0 | 0 | 0 | 0.438 | 0 | 0 | 0 | 0 | 0 | 0 | 0.438 | 0 | 0 | 0 | 0 | 0 | 0 | 0.438
Y7 | 0 | 0 | 0 | 0 | 0 | 0 | 0.438 | 0 | 0 | 0 | 0 | 0 | 0 | 0.438 | 0 | 0 | 0 | 0 | 0 | 0 | 0.438 | 0 | 0 | 0 | 0 | 0 | 0 | 0.438 | 0 | 0 | 0 | 0 | 0 | 0 | 0.438 | 0 | 0 | 0 | 0 | 0 | 0 | 0.438
Y8 | 0 | 0 | 0 | 0 | 0 | 0 | 0.438 | 0 | 0 | 0 | 0 | 0 | 0 | 0.438 | 0 | 0 | 0 | 0 | 0 | 0 | 0.438 | 0 | 0 | 0 | 0 | 0 | 0 | 0.438 | 0 | 0 | 0 | 0 | 0 | 0 | 0.438 | 0 | 0 | 0 | 0 | 0 | 0 | 0.438
Y9 | 0 | 0 | 0 | 0 | 0 | 0 | 0.438 | 0 | 0 | 0 | 0 | 0 | 0 | 0.438 | 0 | 0 | 0 | 0 | 0 | 0 | 0.438 | 0 | 0 | 0 | 0 | 0 | 0 | 0.438 | 0 | 0 | 0 | 0 | 0 | 0 | 0.438 | 0 | 0 | 0 | 0 | 0 | 0 | 0.438
Y10 | 0 | 0 | 0 | 0 | 0 | 0 | 0.438 | 0 | 0 | 0 | 0 | 0 | 0 | 0.438 | 0 | 0 | 0 | 0 | 0 | 0 | 0.438 | 0 | 0 | 0 | 0 | 0 | 0 | 0.438 | 0 | 0 | 0 | 0 | 0 | 0 | 0.438 | 0 | 0 | 0 | 0 | 0 | 0 | 0.438
Y11 | 0 | 0 | 0 | 0 | 0 | 0 | 0.438 | 0 | 0 | 0 | 0 | 0 | 0 | 0.438 | 0 | 0 | 0 | 0 | 0 | 0 | 0.438 | 0 | 0 | 0 | 0 | 0 | 0 | 0.438 | 0 | 0 | 0 | 0 | 0 | 0 | 0.438 | 0 | 0 | 0 | 0 | 0 | 0 | 0.438
Y12 | 0 | 0 | 0 | 0 | 0 | 0 | 0.438 | 0 | 0 | 0 | 0 | 0 | 0 | 0.438 | 0 | 0 | 0 | 0 | 0 | 0 | 0.438 | 0 | 0 | 0 | 0 | 0 | 0 | 0.438 | 0 | 0 | 0 | 0 | 0 | 0 | 0.438 | 0 | 0 | 0 | 0 | 0 | 0 | 0.438
Y13 | 0 | 0 | 0 | 0 | 0 | 0 | 0.438 | 0 | 0 | 0 | 0 | 0 | 0 | 0.438 | 0 | 0 | 0 | 0 | 0 | 0 | 0.438 | 0 | 0 | 0 | 0 | 0 | 0 | 0.438 | 0 | 0 | 0 | 0 | 0 | 0 | 0.438 | 0 | 0 | 0 | 0 | 0 | 0 | 0.438
Y14 | 0 | 0 | 0 | 0 | 0 | 0 | 0.438 | 0 | 0 | 0 | 0 | 0 | 0 | 0.438 | 0 | 0 | 0 | 0 | 0 | 0 | 0.438 | 0 | 0 | 0 | 0 | 0 | 0 | 0.438 | 0 | 0 | 0 | 0 | 0 | 0 | 0.438 | 0 | 0 | 0 | 0 | 0 | 0 | 0.438
Y15 | 0 | 0 | 0 | 0 | 0 | 0 | 0.438 | 0 | 0 | 0 | 0 | 0 | 0 | 0.438 | 0 | 0 | 0 | 0 | 0 | 0 | 0.438 | 0 | 0 | 0 | 0 | 0 | 0 | 0.438 | 0 | 0 | 0 | 0 | 0 | 0 | 0.438 | 0 | 0 | 0 | 0 | 0 | 0 | 0.438
Y16 | 0 | 0 | 0 | 0 | 0 | 0 | 0.438 | 0 | 0 | 0 | 0 | 0 | 0 | 0.438 | 0 | 0 | 0 | 0 | 0 | 0 | 0.438 | 0 | 0 | 0 | 0 | 0 | 0 | 0.438 | 0 | 0 | 0 | 0 | 0 | 0 | 0.438 | 0 | 0 | 0 | 0 | 0 | 0 | 0.438
Y17 | 0 | 0 | 0 | 0 | 0 | 0 | 0.438 | 0 | 0 | 0 | 0 | 0 | 0 | 0.438 | 0 | 0 | 0 | 0 | 0 | 0 | 0.438 | 0 | 0 | 0 | 0 | 0 | 0 | 0.438 | 0 | 0 | 0 | 0 | 0 | 0 | 0.438 | 0 | 0 | 0 | 0 | 0 | 0 | 0.438
Y18 | 0 | 0 | 0 | 0 | 0 | 0 | 0.438 | 0 | 0 | 0 | 0 | 0 | 0 | 0.438 | 0 | 0 | 0 | 0 | 0 | 0 | 0.438 | 0 | 0 | 0 | 0 | 0 | 0 | 0.438 | 0 | 0 | 0 | 0 | 0 | 0 | 0.438 | 0 | 0 | 0 | 0 | 0 | 0 | 0.438
Y19 | 0 | 0 | 0 | 0 | 0 | 0 | 0.438 | 0 | 0 | 0 | 0 | 0 | 0 | 0.438 | 0 | 0 | 0 | 0 | 0 | 0 | 0.438 | 0 | 0 | 0 | 0 | 0 | 0 | 0.438 | 0 | 0 | 0 | 0 | 0 | 0 | 0.438 | 0 | 0 | 0 | 0 | 0 | 0 | 0.438
Y20 | 0 | 0 | 0 | 0 | 0 | 0 | 0.438 | 0 | 0 | 0 | 0 | 0 | 0 | 0.438 | 0 | 0 | 0 | 0 | 0 | 0 | 0.438 | 0 | 0 | 0 | 0 | 0 | 0 | 0.438 | 0 | 0 | 0 | 0 | 0 | 0 | 0.438 | 0 | 0 | 0 | 0 | 0 | 0 | 0.438
Y21 | 0 | 0 | 0 | 0 | 0 | 0 | 0.438 | 0 | 0 | 0 | 0 | 0 | 0 | 0.438 | 0 | 0 | 0 | 0 | 0 | 0 | 0.438 | 0 | 0 | 0 | 0 | 0 | 0 | 0.438 | 0 | 0 | 0 | 0 | 0 | 0 | 0.438 | 0 | 0 | 0 | 0 | 0 | 0 | 0.438

## Residual_capacity
Line | reg1-reg2 | [6 empty] | reg1-reg3 | [6 empty] | reg1-reg4 | [6 empty] | reg2-reg3 | [6 empty] | reg2-reg4 | [6 empty] | reg3-reg4
Transmitted Carrier | Kerosene | Biofuels_waste | Oil | Diesel | NG | Electricity | Final_electricity | Kerosene | Biofuels_waste | Oil | Diesel | NG | Electricity | Final_electricity | Kerosene | Biofuels_waste | Oil | Diesel | NG | Electricity | Final_electricity | Kerosene | Biofuels_waste | Oil | Diesel | NG | Electricity | Final_electricity | Kerosene | Biofuels_waste | Oil | Diesel | NG | Electricity | Final_electricity | Kerosene | Biofuels_waste | Oil | Diesel | NG | Electricity | Final_electricity
Years
Y0 | 0 | 0 | 0 | 0 | 0 | 0 | 1483900 | 0 | 0 | 0 | 0 | 0 | 0 | 1672950 | 0 | 0 | 0 | 0 | 0 | 0 | 396750 | 0 | 0 | 0 | 0 | 0 | 0 | 0 | 0 | 0 | 0 | 0 | 0 | 0 | 372193.5 | 0 | 0 | 0 | 0 | 0 | 0 | 130525.5
Y1 | 0 | 0 | 0 | 0 | 0 | 0 | 1483900 | 0 | 0 | 0 | 0 | 0 | 0 | 1672950 | 0 | 0 | 0 | 0 | 0 | 0 | 396750 | 0 | 0 | 0 | 0 | 0 | 0 | 0 | 0 | 0 | 0 | 0 | 0 | 0 | 372193.5 | 0 | 0 | 0 | 0 | 0 | 0 | 130525.5
Y2 | 0 | 0 | 0 | 0 | 0 | 0 | 1483900 | 0 | 0 | 0 | 0 | 0 | 0 | 1672950 | 0 | 0 | 0 | 0 | 0 | 0 | 396750 | 0 | 0 | 0 | 0 | 0 | 0 | 0 | 0 | 0 | 0 | 0 | 0 | 0 | 372193.5 | 0 | 0 | 0 | 0 | 0 | 0 | 130525.5
Y3 | 0 | 0 | 0 | 0 | 0 | 0 | 1483900 | 0 | 0 | 0 | 0 | 0 | 0 | 1672950 | 0 | 0 | 0 | 0 | 0 | 0 | 396750 | 0 | 0 | 0 | 0 | 0 | 0 | 0 | 0 | 0 | 0 | 0 | 0 | 0 | 372193.5 | 0 | 0 | 0 | 0 | 0 | 0 | 130525.5
Y4 | 0 | 0 | 0 | 0 | 0 | 0 | 1483900 | 0 | 0 | 0 | 0 | 0 | 0 | 1672950 | 0 | 0 | 0 | 0 | 0 | 0 | 396750 | 0 | 0 | 0 | 0 | 0 | 0 | 0 | 0 | 0 | 0 | 0 | 0 | 0 | 372193.5 | 0 | 0 | 0 | 0 | 0 | 0 | 130525.5
Y5 | 0 | 0 | 0 | 0 | 0 | 0 | 1483900 | 0 | 0 | 0 | 0 | 0 | 0 | 1672950 | 0 | 0 | 0 | 0 | 0 | 0 | 396750 | 0 | 0 | 0 | 0 | 0 | 0 | 0 | 0 | 0 | 0 | 0 | 0 | 0 | 372193.5 | 0 | 0 | 0 | 0 | 0 | 0 | 130525.5
Y6 | 0 | 0 | 0 | 0 | 0 | 0 | 1483900 | 0 | 0 | 0 | 0 | 0 | 0 | 1672950 | 0 | 0 | 0 | 0 | 0 | 0 | 396750 | 0 | 0 | 0 | 0 | 0 | 0 | 0 | 0 | 0 | 0 | 0 | 0 | 0 | 372193.5 | 0 | 0 | 0 | 0 | 0 | 0 | 130525.5
Y7 | 0 | 0 | 0 | 0 | 0 | 0 | 1483900 | 0 | 0 | 0 | 0 | 0 | 0 | 1672950 | 0 | 0 | 0 | 0 | 0 | 0 | 396750 | 0 | 0 | 0 | 0 | 0 | 0 | 0 | 0 | 0 | 0 | 0 | 0 | 0 | 372193.5 | 0 | 0 | 0 | 0 | 0 | 0 | 130525.5
Y8 | 0 | 0 | 0 | 0 | 0 | 0 | 1483900 | 0 | 0 | 0 | 0 | 0 | 0 | 1672950 | 0 | 0 | 0 | 0 | 0 | 0 | 396750 | 0 | 0 | 0 | 0 | 0 | 0 | 0 | 0 | 0 | 0 | 0 | 0 | 0 | 372193.5 | 0 | 0 | 0 | 0 | 0 | 0 | 130525.5
Y9 | 0 | 0 | 0 | 0 | 0 | 0 | 1483900 | 0 | 0 | 0 | 0 | 0 | 0 | 1672950 | 0 | 0 | 0 | 0 | 0 | 0 | 396750 | 0 | 0 | 0 | 0 | 0 | 0 | 0 | 0 | 0 | 0 | 0 | 0 | 0 | 372193.5 | 0 | 0 | 0 | 0 | 0 | 0 | 130525.5
Y10 | 0 | 0 | 0 | 0 | 0 | 0 | 1483900 | 0 | 0 | 0 | 0 | 0 | 0 | 1672950 | 0 | 0 | 0 | 0 | 0 | 0 | 396750 | 0 | 0 | 0 | 0 | 0 | 0 | 0 | 0 | 0 | 0 | 0 | 0 | 0 | 372193.5 | 0 | 0 | 0 | 0 | 0 | 0 | 130525.5
Y11 | 0 | 0 | 0 | 0 | 0 | 0 | 1483900 | 0 | 0 | 0 | 0 | 0 | 0 | 1672950 | 0 | 0 | 0 | 0 | 0 | 0 | 396750 | 0 | 0 | 0 | 0 | 0 | 0 | 0 | 0 | 0 | 0 | 0 | 0 | 0 | 372193.5 | 0 | 0 | 0 | 0 | 0 | 0 | 130525.5
Y12 | 0 | 0 | 0 | 0 | 0 | 0 | 1483900 | 0 | 0 | 0 | 0 | 0 | 0 | 1672950 | 0 | 0 | 0 | 0 | 0 | 0 | 396750 | 0 | 0 | 0 | 0 | 0 | 0 | 0 | 0 | 0 | 0 | 0 | 0 | 0 | 372193.5 | 0 | 0 | 0 | 0 | 0 | 0 | 130525.5
Y13 | 0 | 0 | 0 | 0 | 0 | 0 | 1483900 | 0 | 0 | 0 | 0 | 0 | 0 | 1672950 | 0 | 0 | 0 | 0 | 0 | 0 | 396750 | 0 | 0 | 0 | 0 | 0 | 0 | 0 | 0 | 0 | 0 | 0 | 0 | 0 | 372193.5 | 0 | 0 | 0 | 0 | 0 | 0 | 130525.5
Y14 | 0 | 0 | 0 | 0 | 0 | 0 | 1483900 | 0 | 0 | 0 | 0 | 0 | 0 | 1672950 | 0 | 0 | 0 | 0 | 0 | 0 | 396750 | 0 | 0 | 0 | 0 | 0 | 0 | 0 | 0 | 0 | 0 | 0 | 0 | 0 | 372193.5 | 0 | 0 | 0 | 0 | 0 | 0 | 130525.5
Y15 | 0 | 0 | 0 | 0 | 0 | 0 | 1483900 | 0 | 0 | 0 | 0 | 0 | 0 | 1672950 | 0 | 0 | 0 | 0 | 0 | 0 | 396750 | 0 | 0 | 0 | 0 | 0 | 0 | 0 | 0 | 0 | 0 | 0 | 0 | 0 | 372193.5 | 0 | 0 | 0 | 0 | 0 | 0 | 130525.5
Y16 | 0 | 0 | 0 | 0 | 0 | 0 | 1483900 | 0 | 0 | 0 | 0 | 0 | 0 | 1672950 | 0 | 0 | 0 | 0 | 0 | 0 | 396750 | 0 | 0 | 0 | 0 | 0 | 0 | 0 | 0 | 0 | 0 | 0 | 0 | 0 | 372193.5 | 0 | 0 | 0 | 0 | 0 | 0 | 130525.5
Y17 | 0 | 0 | 0 | 0 | 0 | 0 | 1483900 | 0 | 0 | 0 | 0 | 0 | 0 | 1672950 | 0 | 0 | 0 | 0 | 0 | 0 | 396750 | 0 | 0 | 0 | 0 | 0 | 0 | 0 | 0 | 0 | 0 | 0 | 0 | 0 | 372193.5 | 0 | 0 | 0 | 0 | 0 | 0 | 130525.5
Y18 | 0 | 0 | 0 | 0 | 0 | 0 | 1483900 | 0 | 0 | 0 | 0 | 0 | 0 | 1672950 | 0 | 0 | 0 | 0 | 0 | 0 | 396750 | 0 | 0 | 0 | 0 | 0 | 0 | 0 | 0 | 0 | 0 | 0 | 0 | 0 | 372193.5 | 0 | 0 | 0 | 0 | 0 | 0 | 130525.5
Y19 | 0 | 0 | 0 | 0 | 0 | 0 | 1483900 | 0 | 0 | 0 | 0 | 0 | 0 | 1672950 | 0 | 0 | 0 | 0 | 0 | 0 | 396750 | 0 | 0 | 0 | 0 | 0 | 0 | 0 | 0 | 0 | 0 | 0 | 0 | 0 | 372193.5 | 0 | 0 | 0 | 0 | 0 | 0 | 130525.5
Y20 | 0 | 0 | 0 | 0 | 0 | 0 | 1483900 | 0 | 0 | 0 | 0 | 0 | 0 | 1672950 | 0 | 0 | 0 | 0 | 0 | 0 | 396750 | 0 | 0 | 0 | 0 | 0 | 0 | 0 | 0 | 0 | 0 | 0 | 0 | 0 | 372193.5 | 0 | 0 | 0 | 0 | 0 | 0 | 130525.5
Y21 | 0 | 0 | 0 | 0 | 0 | 0 | 1483900 | 0 | 0 | 0 | 0 | 0 | 0 | 1672950 | 0 | 0 | 0 | 0 | 0 | 0 | 396750 | 0 | 0 | 0 | 0 | 0 | 0 | 0 | 0 | 0 | 0 | 0 | 0 | 0 | 372193.5 | 0 | 0 | 0 | 0 | 0 | 0 | 130525.5

## Line_efficiency
Line | reg1-reg2 | [6 empty] | reg1-reg3 | [6 empty] | reg1-reg4 | [6 empty] | reg2-reg3 | [6 empty] | reg2-reg4 | [6 empty] | reg3-reg4
Transmitted Carrier | Kerosene | Biofuels_waste | Oil | Diesel | NG | Electricity | Final_electricity | Kerosene | Biofuels_waste | Oil | Diesel | NG | Electricity | Final_electricity | Kerosene | Biofuels_waste | Oil | Diesel | NG | Electricity | Final_electricity | Kerosene | Biofuels_waste | Oil | Diesel | NG | Electricity | Final_electricity | Kerosene | Biofuels_waste | Oil | Diesel | NG | Electricity | Final_electricity | Kerosene | Biofuels_waste | Oil | Diesel | NG | Electricity | Final_electricity
Years
Y0 | 1 | 1 | 1 | 1 | 1 | 1 | 0.96 | 1 | 1 | 1 | 1 | 1 | 1 | 0.96 | 1 | 1 | 1 | 1 | 1 | 1 | 0.96 | 1 | 1 | 1 | 1 | 1 | 1 | 0.96 | 1 | 1 | 1 | 1 | 1 | 1 | 0.96 | 1 | 1 | 1 | 1 | 1 | 1 | 0.96
Y1 | 1 | 1 | 1 | 1 | 1 | 1 | 0.96 | 1 | 1 | 1 | 1 | 1 | 1 | 0.96 | 1 | 1 | 1 | 1 | 1 | 1 | 0.96 | 1 | 1 | 1 | 1 | 1 | 1 | 0.96 | 1 | 1 | 1 | 1 | 1 | 1 | 0.96 | 1 | 1 | 1 | 1 | 1 | 1 | 0.96
Y2 | 1 | 1 | 1 | 1 | 1 | 1 | 0.96 | 1 | 1 | 1 | 1 | 1 | 1 | 0.96 | 1 | 1 | 1 | 1 | 1 | 1 | 0.96 | 1 | 1 | 1 | 1 | 1 | 1 | 0.96 | 1 | 1 | 1 | 1 | 1 | 1 | 0.96 | 1 | 1 | 1 | 1 | 1 | 1 | 0.96
Y3 | 1 | 1 | 1 | 1 | 1 | 1 | 0.96 | 1 | 1 | 1 | 1 | 1 | 1 | 0.96 | 1 | 1 | 1 | 1 | 1 | 1 | 0.96 | 1 | 1 | 1 | 1 | 1 | 1 | 0.96 | 1 | 1 | 1 | 1 | 1 | 1 | 0.96 | 1 | 1 | 1 | 1 | 1 | 1 | 0.96
Y4 | 1 | 1 | 1 | 1 | 1 | 1 | 0.96 | 1 | 1 | 1 | 1 | 1 | 1 | 0.96 | 1 | 1 | 1 | 1 | 1 | 1 | 0.96 | 1 | 1 | 1 | 1 | 1 | 1 | 0.96 | 1 | 1 | 1 | 1 | 1 | 1 | 0.96 | 1 | 1 | 1 | 1 | 1 | 1 | 0.96
Y5 | 1 | 1 | 1 | 1 | 1 | 1 | 0.96 | 1 | 1 | 1 | 1 | 1 | 1 | 0.96 | 1 | 1 | 1 | 1 | 1 | 1 | 0.96 | 1 | 1 | 1 | 1 | 1 | 1 | 0.96 | 1 | 1 | 1 | 1 | 1 | 1 | 0.96 | 1 | 1 | 1 | 1 | 1 | 1 | 0.96
Y6 | 1 | 1 | 1 | 1 | 1 | 1 | 0.96 | 1 | 1 | 1 | 1 | 1 | 1 | 0.96 | 1 | 1 | 1 | 1 | 1 | 1 | 0.96 | 1 | 1 | 1 | 1 | 1 | 1 | 0.96 | 1 | 1 | 1 | 1 | 1 | 1 | 0.96 | 1 | 1 | 1 | 1 | 1 | 1 | 0.96
Y7 | 1 | 1 | 1 | 1 | 1 | 1 | 0.96 | 1 | 1 | 1 | 1 | 1 | 1 | 0.96 | 1 | 1 | 1 | 1 | 1 | 1 | 0.96 | 1 | 1 | 1 | 1 | 1 | 1 | 0.96 | 1 | 1 | 1 | 1 | 1 | 1 | 0.96 | 1 | 1 | 1 | 1 | 1 | 1 | 0.96
Y8 | 1 | 1 | 1 | 1 | 1 | 1 | 0.96 | 1 | 1 | 1 | 1 | 1 | 1 | 0.96 | 1 | 1 | 1 | 1 | 1 | 1 | 0.96 | 1 | 1 | 1 | 1 | 1 | 1 | 0.96 | 1 | 1 | 1 | 1 | 1 | 1 | 0.96 | 1 | 1 | 1 | 1 | 1 | 1 | 0.96
Y9 | 1 | 1 | 1 | 1 | 1 | 1 | 0.96 | 1 | 1 | 1 | 1 | 1 | 1 | 0.96 | 1 | 1 | 1 | 1 | 1 | 1 | 0.96 | 1 | 1 | 1 | 1 | 1 | 1 | 0.96 | 1 | 1 | 1 | 1 | 1 | 1 | 0.96 | 1 | 1 | 1 | 1 | 1 | 1 | 0.96
Y10 | 1 | 1 | 1 | 1 | 1 | 1 | 0.96 | 1 | 1 | 1 | 1 | 1 | 1 | 0.96 | 1 | 1 | 1 | 1 | 1 | 1 | 0.96 | 1 | 1 | 1 | 1 | 1 | 1 | 0.96 | 1 | 1 | 1 | 1 | 1 | 1 | 0.96 | 1 | 1 | 1 | 1 | 1 | 1 | 0.96
Y11 | 1 | 1 | 1 | 1 | 1 | 1 | 0.96 | 1 | 1 | 1 | 1 | 1 | 1 | 0.96 | 1 | 1 | 1 | 1 | 1 | 1 | 0.96 | 1 | 1 | 1 | 1 | 1 | 1 | 0.96 | 1 | 1 | 1 | 1 | 1 | 1 | 0.96 | 1 | 1 | 1 | 1 | 1 | 1 | 0.96
Y12 | 1 | 1 | 1 | 1 | 1 | 1 | 0.96 | 1 | 1 | 1 | 1 | 1 | 1 | 0.96 | 1 | 1 | 1 | 1 | 1 | 1 | 0.96 | 1 | 1 | 1 | 1 | 1 | 1 | 0.96 | 1 | 1 | 1 | 1 | 1 | 1 | 0.96 | 1 | 1 | 1 | 1 | 1 | 1 | 0.96
Y13 | 1 | 1 | 1 | 1 | 1 | 1 | 0.96 | 1 | 1 | 1 | 1 | 1 | 1 | 0.96 | 1 | 1 | 1 | 1 | 1 | 1 | 0.96 | 1 | 1 | 1 | 1 | 1 | 1 | 0.96 | 1 | 1 | 1 | 1 | 1 | 1 | 0.96 | 1 | 1 | 1 | 1 | 1 | 1 | 0.96
Y14 | 1 | 1 | 1 | 1 | 1 | 1 | 0.96 | 1 | 1 | 1 | 1 | 1 | 1 | 0.96 | 1 | 1 | 1 | 1 | 1 | 1 | 0.96 | 1 | 1 | 1 | 1 | 1 | 1 | 0.96 | 1 | 1 | 1 | 1 | 1 | 1 | 0.96 | 1 | 1 | 1 | 1 | 1 | 1 | 0.96
Y15 | 1 | 1 | 1 | 1 | 1 | 1 | 0.96 | 1 | 1 | 1 | 1 | 1 | 1 | 0.96 | 1 | 1 | 1 | 1 | 1 | 1 | 0.96 | 1 | 1 | 1 | 1 | 1 | 1 | 0.96 | 1 | 1 | 1 | 1 | 1 | 1 | 0.96 | 1 | 1 | 1 | 1 | 1 | 1 | 0.96
Y16 | 1 | 1 | 1 | 1 | 1 | 1 | 0.96 | 1 | 1 | 1 | 1 | 1 | 1 | 0.96 | 1 | 1 | 1 | 1 | 1 | 1 | 0.96 | 1 | 1 | 1 | 1 | 1 | 1 | 0.96 | 1 | 1 | 1 | 1 | 1 | 1 | 0.96 | 1 | 1 | 1 | 1 | 1 | 1 | 0.96
Y17 | 1 | 1 | 1 | 1 | 1 | 1 | 0.96 | 1 | 1 | 1 | 1 | 1 | 1 | 0.96 | 1 | 1 | 1 | 1 | 1 | 1 | 0.96 | 1 | 1 | 1 | 1 | 1 | 1 | 0.96 | 1 | 1 | 1 | 1 | 1 | 1 | 0.96 | 1 | 1 | 1 | 1 | 1 | 1 | 0.96
Y18 | 1 | 1 | 1 | 1 | 1 | 1 | 0.96 | 1 | 1 | 1 | 1 | 1 | 1 | 0.96 | 1 | 1 | 1 | 1 | 1 | 1 | 0.96 | 1 | 1 | 1 | 1 | 1 | 1 | 0.96 | 1 | 1 | 1 | 1 | 1 | 1 | 0.96 | 1 | 1 | 1 | 1 | 1 | 1 | 0.96
Y19 | 1 | 1 | 1 | 1 | 1 | 1 | 0.96 | 1 | 1 | 1 | 1 | 1 | 1 | 0.96 | 1 | 1 | 1 | 1 | 1 | 1 | 0.96 | 1 | 1 | 1 | 1 | 1 | 1 | 0.96 | 1 | 1 | 1 | 1 | 1 | 1 | 0.96 | 1 | 1 | 1 | 1 | 1 | 1 | 0.96
Y20 | 1 | 1 | 1 | 1 | 1 | 1 | 0.96 | 1 | 1 | 1 | 1 | 1 | 1 | 0.96 | 1 | 1 | 1 | 1 | 1 | 1 | 0.96 | 1 | 1 | 1 | 1 | 1 | 1 | 0.96 | 1 | 1 | 1 | 1 | 1 | 1 | 0.96 | 1 | 1 | 1 | 1 | 1 | 1 | 0.96
Y21 | 1 | 1 | 1 | 1 | 1 | 1 | 0.96 | 1 | 1 | 1 | 1 | 1 | 1 | 0.96 | 1 | 1 | 1 | 1 | 1 | 1 | 0.96 | 1 | 1 | 1 | 1 | 1 | 1 | 0.96 | 1 | 1 | 1 | 1 | 1 | 1 | 0.96 | 1 | 1 | 1 | 1 | 1 | 1 | 0.96

## INV
Line | reg1-reg2 | [6 empty] | reg1-reg3 | [6 empty] | reg1-reg4 | [6 empty] | reg2-reg3 | [6 empty] | reg2-reg4 | [6 empty] | reg3-reg4
Transmitted Carrier | Kerosene | Biofuels_waste | Oil | Diesel | NG | Electricity | Final_electricity | Kerosene | Biofuels_waste | Oil | Diesel | NG | Electricity | Final_electricity | Kerosene | Biofuels_waste | Oil | Diesel | NG | Electricity | Final_electricity | Kerosene | Biofuels_waste | Oil | Diesel | NG | Electricity | Final_electricity | Kerosene | Biofuels_waste | Oil | Diesel | NG | Electricity | Final_electricity | Kerosene | Biofuels_waste | Oil | Diesel | NG | Electricity | Final_electricity
Years
Y0 | 10000000000 | 10000000000 | 10000000000 | 10000000000 | 10000000000 | 10000000000 | 0 | 10000000000 | 10000000000 | 10000000000 | 10000000000 | 10000000000 | 10000000000 | 0 | 10000000000 | 10000000000 | 10000000000 | 10000000000 | 10000000000 | 10000000000 | 0 | 10000000000 | 10000000000 | 10000000000 | 10000000000 | 10000000000 | 10000000000 | 0 | 10000000000 | 10000000000 | 10000000000 | 10000000000 | 10000000000 | 10000000000 | 0 | 10000000000 | 10000000000 | 10000000000 | 10000000000 | 10000000000 | 10000000000 | 0
Y1 | 10000000000 | 10000000000 | 10000000000 | 10000000000 | 10000000000 | 10000000000 | 0 | 10000000000 | 10000000000 | 10000000000 | 10000000000 | 10000000000 | 10000000000 | 0 | 10000000000 | 10000000000 | 10000000000 | 10000000000 | 10000000000 | 10000000000 | 0 | 10000000000 | 10000000000 | 10000000000 | 10000000000 | 10000000000 | 10000000000 | 0 | 10000000000 | 10000000000 | 10000000000 | 10000000000 | 10000000000 | 10000000000 | 0 | 10000000000 | 10000000000 | 10000000000 | 10000000000 | 10000000000 | 10000000000 | 0
Y2 | 10000000000 | 10000000000 | 10000000000 | 10000000000 | 10000000000 | 10000000000 | 0 | 10000000000 | 10000000000 | 10000000000 | 10000000000 | 10000000000 | 10000000000 | 0 | 10000000000 | 10000000000 | 10000000000 | 10000000000 | 10000000000 | 10000000000 | 0 | 10000000000 | 10000000000 | 10000000000 | 10000000000 | 10000000000 | 10000000000 | 0 | 10000000000 | 10000000000 | 10000000000 | 10000000000 | 10000000000 | 10000000000 | 0 | 10000000000 | 10000000000 | 10000000000 | 10000000000 | 10000000000 | 10000000000 | 0
Y3 | 10000000000 | 10000000000 | 10000000000 | 10000000000 | 10000000000 | 10000000000 | 0 | 10000000000 | 10000000000 | 10000000000 | 10000000000 | 10000000000 | 10000000000 | 0 | 10000000000 | 10000000000 | 10000000000 | 10000000000 | 10000000000 | 10000000000 | 0 | 10000000000 | 10000000000 | 10000000000 | 10000000000 | 10000000000 | 10000000000 | 0 | 10000000000 | 10000000000 | 10000000000 | 10000000000 | 10000000000 | 10000000000 | 0 | 10000000000 | 10000000000 | 10000000000 | 10000000000 | 10000000000 | 10000000000 | 0
Y4 | 10000000000 | 10000000000 | 10000000000 | 10000000000 | 10000000000 | 10000000000 | 0 | 10000000000 | 10000000000 | 10000000000 | 10000000000 | 10000000000 | 10000000000 | 0 | 10000000000 | 10000000000 | 10000000000 | 10000000000 | 10000000000 | 10000000000 | 0 | 10000000000 | 10000000000 | 10000000000 | 10000000000 | 10000000000 | 10000000000 | 0 | 10000000000 | 10000000000 | 10000000000 | 10000000000 | 10000000000 | 10000000000 | 0 | 10000000000 | 10000000000 | 10000000000 | 10000000000 | 10000000000 | 10000000000 | 0
Y5 | 10000000000 | 10000000000 | 10000000000 | 10000000000 | 10000000000 | 10000000000 | 0 | 10000000000 | 10000000000 | 10000000000 | 10000000000 | 10000000000 | 10000000000 | 0 | 10000000000 | 10000000000 | 10000000000 | 10000000000 | 10000000000 | 10000000000 | 0 | 10000000000 | 10000000000 | 10000000000 | 10000000000 | 10000000000 | 10000000000 | 0 | 10000000000 | 10000000000 | 10000000000 | 10000000000 | 10000000000 | 10000000000 | 0 | 10000000000 | 10000000000 | 10000000000 | 10000000000 | 10000000000 | 10000000000 | 0
Y6 | 10000000000 | 10000000000 | 10000000000 | 10000000000 | 10000000000 | 10000000000 | 0 | 10000000000 | 10000000000 | 10000000000 | 10000000000 | 10000000000 | 10000000000 | 0 | 10000000000 | 10000000000 | 10000000000 | 10000000000 | 10000000000 | 10000000000 | 0 | 10000000000 | 10000000000 | 10000000000 | 10000000000 | 10000000000 | 10000000000 | 0 | 10000000000 | 10000000000 | 10000000000 | 10000000000 | 10000000000 | 10000000000 | 0 | 10000000000 | 10000000000 | 10000000000 | 10000000000 | 10000000000 | 10000000000 | 0
Y7 | 10000000000 | 10000000000 | 10000000000 | 10000000000 | 10000000000 | 10000000000 | 0 | 10000000000 | 10000000000 | 10000000000 | 10000000000 | 10000000000 | 10000000000 | 0 | 10000000000 | 10000000000 | 10000000000 | 10000000000 | 10000000000 | 10000000000 | 0 | 10000000000 | 10000000000 | 10000000000 | 10000000000 | 10000000000 | 10000000000 | 0 | 10000000000 | 10000000000 | 10000000000 | 10000000000 | 10000000000 | 10000000000 | 0 | 10000000000 | 10000000000 | 10000000000 | 10000000000 | 10000000000 | 10000000000 | 0
Y8 | 10000000000 | 10000000000 | 10000000000 | 10000000000 | 10000000000 | 10000000000 | 0 | 10000000000 | 10000000000 | 10000000000 | 10000000000 | 10000000000 | 10000000000 | 0 | 10000000000 | 10000000000 | 10000000000 | 10000000000 | 10000000000 | 10000000000 | 0 | 10000000000 | 10000000000 | 10000000000 | 10000000000 | 10000000000 | 10000000000 | 0 | 10000000000 | 10000000000 | 10000000000 | 10000000000 | 10000000000 | 10000000000 | 0 | 10000000000 | 10000000000 | 10000000000 | 10000000000 | 10000000000 | 10000000000 | 0
Y9 | 10000000000 | 10000000000 | 10000000000 | 10000000000 | 10000000000 | 10000000000 | 0 | 10000000000 | 10000000000 | 10000000000 | 10000000000 | 10000000000 | 10000000000 | 0 | 10000000000 | 10000000000 | 10000000000 | 10000000000 | 10000000000 | 10000000000 | 0 | 10000000000 | 10000000000 | 10000000000 | 10000000000 | 10000000000 | 10000000000 | 0 | 10000000000 | 10000000000 | 10000000000 | 10000000000 | 10000000000 | 10000000000 | 0 | 10000000000 | 10000000000 | 10000000000 | 10000000000 | 10000000000 | 10000000000 | 0
Y10 | 10000000000 | 10000000000 | 10000000000 | 10000000000 | 10000000000 | 10000000000 | 0 | 10000000000 | 10000000000 | 10000000000 | 10000000000 | 10000000000 | 10000000000 | 0 | 10000000000 | 10000000000 | 10000000000 | 10000000000 | 10000000000 | 10000000000 | 0 | 10000000000 | 10000000000 | 10000000000 | 10000000000 | 10000000000 | 10000000000 | 0 | 10000000000 | 10000000000 | 10000000000 | 10000000000 | 10000000000 | 10000000000 | 0 | 10000000000 | 10000000000 | 10000000000 | 10000000000 | 10000000000 | 10000000000 | 0
Y11 | 10000000000 | 10000000000 | 10000000000 | 10000000000 | 10000000000 | 10000000000 | 0 | 10000000000 | 10000000000 | 10000000000 | 10000000000 | 10000000000 | 10000000000 | 0 | 10000000000 | 10000000000 | 10000000000 | 10000000000 | 10000000000 | 10000000000 | 0 | 10000000000 | 10000000000 | 10000000000 | 10000000000 | 10000000000 | 10000000000 | 0 | 10000000000 | 10000000000 | 10000000000 | 10000000000 | 10000000000 | 10000000000 | 0 | 10000000000 | 10000000000 | 10000000000 | 10000000000 | 10000000000 | 10000000000 | 0
Y12 | 10000000000 | 10000000000 | 10000000000 | 10000000000 | 10000000000 | 10000000000 | 0 | 10000000000 | 10000000000 | 10000000000 | 10000000000 | 10000000000 | 10000000000 | 0 | 10000000000 | 10000000000 | 10000000000 | 10000000000 | 10000000000 | 10000000000 | 0 | 10000000000 | 10000000000 | 10000000000 | 10000000000 | 10000000000 | 10000000000 | 0 | 10000000000 | 10000000000 | 10000000000 | 10000000000 | 10000000000 | 10000000000 | 0 | 10000000000 | 10000000000 | 10000000000 | 10000000000 | 10000000000 | 10000000000 | 0
Y13 | 10000000000 | 10000000000 | 10000000000 | 10000000000 | 10000000000 | 10000000000 | 0 | 10000000000 | 10000000000 | 10000000000 | 10000000000 | 10000000000 | 10000000000 | 0 | 10000000000 | 10000000000 | 10000000000 | 10000000000 | 10000000000 | 10000000000 | 0 | 10000000000 | 10000000000 | 10000000000 | 10000000000 | 10000000000 | 10000000000 | 0 | 10000000000 | 10000000000 | 10000000000 | 10000000000 | 10000000000 | 10000000000 | 0 | 10000000000 | 10000000000 | 10000000000 | 10000000000 | 10000000000 | 10000000000 | 0
Y14 | 10000000000 | 10000000000 | 10000000000 | 10000000000 | 10000000000 | 10000000000 | 0 | 10000000000 | 10000000000 | 10000000000 | 10000000000 | 10000000000 | 10000000000 | 0 | 10000000000 | 10000000000 | 10000000000 | 10000000000 | 10000000000 | 10000000000 | 0 | 10000000000 | 10000000000 | 10000000000 | 10000000000 | 10000000000 | 10000000000 | 0 | 10000000000 | 10000000000 | 10000000000 | 10000000000 | 10000000000 | 10000000000 | 0 | 10000000000 | 10000000000 | 10000000000 | 10000000000 | 10000000000 | 10000000000 | 0
Y15 | 10000000000 | 10000000000 | 10000000000 | 10000000000 | 10000000000 | 10000000000 | 0 | 10000000000 | 10000000000 | 10000000000 | 10000000000 | 10000000000 | 10000000000 | 0 | 10000000000 | 10000000000 | 10000000000 | 10000000000 | 10000000000 | 10000000000 | 0 | 10000000000 | 10000000000 | 10000000000 | 10000000000 | 10000000000 | 10000000000 | 0 | 10000000000 | 10000000000 | 10000000000 | 10000000000 | 10000000000 | 10000000000 | 0 | 10000000000 | 10000000000 | 10000000000 | 10000000000 | 10000000000 | 10000000000 | 0
Y16 | 10000000000 | 10000000000 | 10000000000 | 10000000000 | 10000000000 | 10000000000 | 0 | 10000000000 | 10000000000 | 10000000000 | 10000000000 | 10000000000 | 10000000000 | 0 | 10000000000 | 10000000000 | 10000000000 | 10000000000 | 10000000000 | 10000000000 | 0 | 10000000000 | 10000000000 | 10000000000 | 10000000000 | 10000000000 | 10000000000 | 0 | 10000000000 | 10000000000 | 10000000000 | 10000000000 | 10000000000 | 10000000000 | 0 | 10000000000 | 10000000000 | 10000000000 | 10000000000 | 10000000000 | 10000000000 | 0
Y17 | 10000000000 | 10000000000 | 10000000000 | 10000000000 | 10000000000 | 10000000000 | 0 | 10000000000 | 10000000000 | 10000000000 | 10000000000 | 10000000000 | 10000000000 | 0 | 10000000000 | 10000000000 | 10000000000 | 10000000000 | 10000000000 | 10000000000 | 0 | 10000000000 | 10000000000 | 10000000000 | 10000000000 | 10000000000 | 10000000000 | 0 | 10000000000 | 10000000000 | 10000000000 | 10000000000 | 10000000000 | 10000000000 | 0 | 10000000000 | 10000000000 | 10000000000 | 10000000000 | 10000000000 | 10000000000 | 0
Y18 | 10000000000 | 10000000000 | 10000000000 | 10000000000 | 10000000000 | 10000000000 | 0 | 10000000000 | 10000000000 | 10000000000 | 10000000000 | 10000000000 | 10000000000 | 0 | 10000000000 | 10000000000 | 10000000000 | 10000000000 | 10000000000 | 10000000000 | 0 | 10000000000 | 10000000000 | 10000000000 | 10000000000 | 10000000000 | 10000000000 | 0 | 10000000000 | 10000000000 | 10000000000 | 10000000000 | 10000000000 | 10000000000 | 0 | 10000000000 | 10000000000 | 10000000000 | 10000000000 | 10000000000 | 10000000000 | 0
Y19 | 10000000000 | 10000000000 | 10000000000 | 10000000000 | 10000000000 | 10000000000 | 0 | 10000000000 | 10000000000 | 10000000000 | 10000000000 | 10000000000 | 10000000000 | 0 | 10000000000 | 10000000000 | 10000000000 | 10000000000 | 10000000000 | 10000000000 | 0 | 10000000000 | 10000000000 | 10000000000 | 10000000000 | 10000000000 | 10000000000 | 0 | 10000000000 | 10000000000 | 10000000000 | 10000000000 | 10000000000 | 10000000000 | 0 | 10000000000 | 10000000000 | 10000000000 | 10000000000 | 10000000000 | 10000000000 | 0
Y20 | 10000000000 | 10000000000 | 10000000000 | 10000000000 | 10000000000 | 10000000000 | 0 | 10000000000 | 10000000000 | 10000000000 | 10000000000 | 10000000000 | 10000000000 | 0 | 10000000000 | 10000000000 | 10000000000 | 10000000000 | 10000000000 | 10000000000 | 0 | 10000000000 | 10000000000 | 10000000000 | 10000000000 | 10000000000 | 10000000000 | 0 | 10000000000 | 10000000000 | 10000000000 | 10000000000 | 10000000000 | 10000000000 | 0 | 10000000000 | 10000000000 | 10000000000 | 10000000000 | 10000000000 | 10000000000 | 0
Y21 | 10000000000 | 10000000000 | 10000000000 | 10000000000 | 10000000000 | 10000000000 | 0 | 10000000000 | 10000000000 | 10000000000 | 10000000000 | 10000000000 | 10000000000 | 0 | 10000000000 | 10000000000 | 10000000000 | 10000000000 | 10000000000 | 10000000000 | 0 | 10000000000 | 10000000000 | 10000000000 | 10000000000 | 10000000000 | 10000000000 | 0 | 10000000000 | 10000000000 | 10000000000 | 10000000000 | 10000000000 | 10000000000 | 0 | 10000000000 | 10000000000 | 10000000000 | 10000000000 | 10000000000 | 10000000000 | 0

## Decom_cost
Line | reg1-reg2 | [6 empty] | reg1-reg3 | [6 empty] | reg1-reg4 | [6 empty] | reg2-reg3 | [6 empty] | reg2-reg4 | [6 empty] | reg3-reg4
Transmitted Carrier | Kerosene | Biofuels_waste | Oil | Diesel | NG | Electricity | Final_electricity | Kerosene | Biofuels_waste | Oil | Diesel | NG | Electricity | Final_electricity | Kerosene | Biofuels_waste | Oil | Diesel | NG | Electricity | Final_electricity | Kerosene | Biofuels_waste | Oil | Diesel | NG | Electricity | Final_electricity | Kerosene | Biofuels_waste | Oil | Diesel | NG | Electricity | Final_electricity | Kerosene | Biofuels_waste | Oil | Diesel | NG | Electricity | Final_electricity
Years
Y0 | 0 | 0 | 0 | 0 | 0 | 0 | 0 | 0 | 0 | 0 | 0 | 0 | 0 | 0 | 0 | 0 | 0 | 0 | 0 | 0 | 0 | 0 | 0 | 0 | 0 | 0 | 0 | 0 | 0 | 0 | 0 | 0 | 0 | 0 | 0 | 0 | 0 | 0 | 0 | 0 | 0 | 0
Y1 | 0 | 0 | 0 | 0 | 0 | 0 | 0 | 0 | 0 | 0 | 0 | 0 | 0 | 0 | 0 | 0 | 0 | 0 | 0 | 0 | 0 | 0 | 0 | 0 | 0 | 0 | 0 | 0 | 0 | 0 | 0 | 0 | 0 | 0 | 0 | 0 | 0 | 0 | 0 | 0 | 0 | 0
Y2 | 0 | 0 | 0 | 0 | 0 | 0 | 0 | 0 | 0 | 0 | 0 | 0 | 0 | 0 | 0 | 0 | 0 | 0 | 0 | 0 | 0 | 0 | 0 | 0 | 0 | 0 | 0 | 0 | 0 | 0 | 0 | 0 | 0 | 0 | 0 | 0 | 0 | 0 | 0 | 0 | 0 | 0
Y3 | 0 | 0 | 0 | 0 | 0 | 0 | 0 | 0 | 0 | 0 | 0 | 0 | 0 | 0 | 0 | 0 | 0 | 0 | 0 | 0 | 0 | 0 | 0 | 0 | 0 | 0 | 0 | 0 | 0 | 0 | 0 | 0 | 0 | 0 | 0 | 0 | 0 | 0 | 0 | 0 | 0 | 0
Y4 | 0 | 0 | 0 | 0 | 0 | 0 | 0 | 0 | 0 | 0 | 0 | 0 | 0 | 0 | 0 | 0 | 0 | 0 | 0 | 0 | 0 | 0 | 0 | 0 | 0 | 0 | 0 | 0 | 0 | 0 | 0 | 0 | 0 | 0 | 0 | 0 | 0 | 0 | 0 | 0 | 0 | 0
Y5 | 0 | 0 | 0 | 0 | 0 | 0 | 0 | 0 | 0 | 0 | 0 | 0 | 0 | 0 | 0 | 0 | 0 | 0 | 0 | 0 | 0 | 0 | 0 | 0 | 0 | 0 | 0 | 0 | 0 | 0 | 0 | 0 | 0 | 0 | 0 | 0 | 0 | 0 | 0 | 0 | 0 | 0
Y6 | 0 | 0 | 0 | 0 | 0 | 0 | 0 | 0 | 0 | 0 | 0 | 0 | 0 | 0 | 0 | 0 | 0 | 0 | 0 | 0 | 0 | 0 | 0 | 0 | 0 | 0 | 0 | 0 | 0 | 0 | 0 | 0 | 0 | 0 | 0 | 0 | 0 | 0 | 0 | 0 | 0 | 0
Y7 | 0 | 0 | 0 | 0 | 0 | 0 | 0 | 0 | 0 | 0 | 0 | 0 | 0 | 0 | 0 | 0 | 0 | 0 | 0 | 0 | 0 | 0 | 0 | 0 | 0 | 0 | 0 | 0 | 0 | 0 | 0 | 0 | 0 | 0 | 0 | 0 | 0 | 0 | 0 | 0 | 0 | 0
Y8 | 0 | 0 | 0 | 0 | 0 | 0 | 0 | 0 | 0 | 0 | 0 | 0 | 0 | 0 | 0 | 0 | 0 | 0 | 0 | 0 | 0 | 0 | 0 | 0 | 0 | 0 | 0 | 0 | 0 | 0 | 0 | 0 | 0 | 0 | 0 | 0 | 0 | 0 | 0 | 0 | 0 | 0
Y9 | 0 | 0 | 0 | 0 | 0 | 0 | 0 | 0 | 0 | 0 | 0 | 0 | 0 | 0 | 0 | 0 | 0 | 0 | 0 | 0 | 0 | 0 | 0 | 0 | 0 | 0 | 0 | 0 | 0 | 0 | 0 | 0 | 0 | 0 | 0 | 0 | 0 | 0 | 0 | 0 | 0 | 0
Y10 | 0 | 0 | 0 | 0 | 0 | 0 | 0 | 0 | 0 | 0 | 0 | 0 | 0 | 0 | 0 | 0 | 0 | 0 | 0 | 0 | 0 | 0 | 0 | 0 | 0 | 0 | 0 | 0 | 0 | 0 | 0 | 0 | 0 | 0 | 0 | 0 | 0 | 0 | 0 | 0 | 0 | 0
Y11 | 0 | 0 | 0 | 0 | 0 | 0 | 0 | 0 | 0 | 0 | 0 | 0 | 0 | 0 | 0 | 0 | 0 | 0 | 0 | 0 | 0 | 0 | 0 | 0 | 0 | 0 | 0 | 0 | 0 | 0 | 0 | 0 | 0 | 0 | 0 | 0 | 0 | 0 | 0 | 0 | 0 | 0
Y12 | 0 | 0 | 0 | 0 | 0 | 0 | 0 | 0 | 0 | 0 | 0 | 0 | 0 | 0 | 0 | 0 | 0 | 0 | 0 | 0 | 0 | 0 | 0 | 0 | 0 | 0 | 0 | 0 | 0 | 0 | 0 | 0 | 0 | 0 | 0 | 0 | 0 | 0 | 0 | 0 | 0 | 0
Y13 | 0 | 0 | 0 | 0 | 0 | 0 | 0 | 0 | 0 | 0 | 0 | 0 | 0 | 0 | 0 | 0 | 0 | 0 | 0 | 0 | 0 | 0 | 0 | 0 | 0 | 0 | 0 | 0 | 0 | 0 | 0 | 0 | 0 | 0 | 0 | 0 | 0 | 0 | 0 | 0 | 0 | 0
Y14 | 0 | 0 | 0 | 0 | 0 | 0 | 0 | 0 | 0 | 0 | 0 | 0 | 0 | 0 | 0 | 0 | 0 | 0 | 0 | 0 | 0 | 0 | 0 | 0 | 0 | 0 | 0 | 0 | 0 | 0 | 0 | 0 | 0 | 0 | 0 | 0 | 0 | 0 | 0 | 0 | 0 | 0
Y15 | 0 | 0 | 0 | 0 | 0 | 0 | 0 | 0 | 0 | 0 | 0 | 0 | 0 | 0 | 0 | 0 | 0 | 0 | 0 | 0 | 0 | 0 | 0 | 0 | 0 | 0 | 0 | 0 | 0 | 0 | 0 | 0 | 0 | 0 | 0 | 0 | 0 | 0 | 0 | 0 | 0 | 0
Y16 | 0 | 0 | 0 | 0 | 0 | 0 | 0 | 0 | 0 | 0 | 0 | 0 | 0 | 0 | 0 | 0 | 0 | 0 | 0 | 0 | 0 | 0 | 0 | 0 | 0 | 0 | 0 | 0 | 0 | 0 | 0 | 0 | 0 | 0 | 0 | 0 | 0 | 0 | 0 | 0 | 0 | 0
Y17 | 0 | 0 | 0 | 0 | 0 | 0 | 0 | 0 | 0 | 0 | 0 | 0 | 0 | 0 | 0 | 0 | 0 | 0 | 0 | 0 | 0 | 0 | 0 | 0 | 0 | 0 | 0 | 0 | 0 | 0 | 0 | 0 | 0 | 0 | 0 | 0 | 0 | 0 | 0 | 0 | 0 | 0
Y18 | 0 | 0 | 0 | 0 | 0 | 0 | 0 | 0 | 0 | 0 | 0 | 0 | 0 | 0 | 0 | 0 | 0 | 0 | 0 | 0 | 0 | 0 | 0 | 0 | 0 | 0 | 0 | 0 | 0 | 0 | 0 | 0 | 0 | 0 | 0 | 0 | 0 | 0 | 0 | 0 | 0 | 0
Y19 | 0 | 0 | 0 | 0 | 0 | 0 | 0 | 0 | 0 | 0 | 0 | 0 | 0 | 0 | 0 | 0 | 0 | 0 | 0 | 0 | 0 | 0 | 0 | 0 | 0 | 0 | 0 | 0 | 0 | 0 | 0 | 0 | 0 | 0 | 0 | 0 | 0 | 0 | 0 | 0 | 0 | 0
Y20 | 0 | 0 | 0 | 0 | 0 | 0 | 0 | 0 | 0 | 0 | 0 | 0 | 0 | 0 | 0 | 0 | 0 | 0 | 0 | 0 | 0 | 0 | 0 | 0 | 0 | 0 | 0 | 0 | 0 | 0 | 0 | 0 | 0 | 0 | 0 | 0 | 0 | 0 | 0 | 0 | 0 | 0
Y21 | 0 | 0 | 0 | 0 | 0 | 0 | 0 | 0 | 0 | 0 | 0 | 0 | 0 | 0 | 0 | 0 | 0 | 0 | 0 | 0 | 0 | 0 | 0 | 0 | 0 | 0 | 0 | 0 | 0 | 0 | 0 | 0 | 0 | 0 | 0 | 0 | 0 | 0 | 0 | 0 | 0 | 0

## Line_lifetime
Line | reg1-reg2 | [6 empty] | reg1-reg3 | [6 empty] | reg1-reg4 | [6 empty] | reg2-reg3 | [6 empty] | reg2-reg4 | [6 empty] | reg3-reg4
Transmitted Carrier | Kerosene | Biofuels_waste | Oil | Diesel | NG | Electricity | Final_electricity | Kerosene | Biofuels_waste | Oil | Diesel | NG | Electricity | Final_electricity | Kerosene | Biofuels_waste | Oil | Diesel | NG | Electricity | Final_electricity | Kerosene | Biofuels_waste | Oil | Diesel | NG | Electricity | Final_electricity | Kerosene | Biofuels_waste | Oil | Diesel | NG | Electricity | Final_electricity | Kerosene | Biofuels_waste | Oil | Diesel | NG | Electricity | Final_electricity
Performance Parameter
Technical Life Time | 50 | 50 | 50 | 50 | 50 | 50 | 50 | 50 | 50 | 50 | 50 | 50 | 50 | 50 | 50 | 50 | 50 | 50 | 50 | 50 | 50 | 50 | 50 | 50 | 50 | 50 | 50 | 50 | 50 | 50 | 50 | 50 | 50 | 50 | 50 | 50 | 50 | 50 | 50 | 50 | 50 | 50

## Line_Economic_life
Line | reg1-reg2 | [6 empty] | reg1-reg3 | [6 empty] | reg1-reg4 | [6 empty] | reg2-reg3 | [6 empty] | reg2-reg4 | [6 empty] | reg3-reg4
Transmitted Carrier | Kerosene | Biofuels_waste | Oil | Diesel | NG | Electricity | Final_electricity | Kerosene | Biofuels_waste | Oil | Diesel | NG | Electricity | Final_electricity | Kerosene | Biofuels_waste | Oil | Diesel | NG | Electricity | Final_electricity | Kerosene | Biofuels_waste | Oil | Diesel | NG | Electricity | Final_electricity | Kerosene | Biofuels_waste | Oil | Diesel | NG | Electricity | Final_electricity | Kerosene | Biofuels_waste | Oil | Diesel | NG | Electricity | Final_electricity
Performance Parameter
Economic Life time | 50 | 50 | 50 | 50 | 50 | 50 | 50 | 50 | 50 | 50 | 50 | 50 | 50 | 50 | 50 | 50 | 50 | 50 | 50 | 50 | 50 | 50 | 50 | 50 | 50 | 50 | 50 | 50 | 50 | 50 | 50 | 50 | 50 | 50 | 50 | 50 | 50 | 50 | 50 | 50 | 50 | 50

## Line_Time_of_construction
Line | reg1-reg2 | [6 empty] | reg1-reg3 | [6 empty] | reg1-reg4 | [6 empty] | reg2-reg3 | [6 empty] | reg2-reg4 | [6 empty] | reg3-reg4
Transmitted Carrier | Kerosene | Biofuels_waste | Oil | Diesel | NG | Electricity | Final_electricity | Kerosene | Biofuels_waste | Oil | Diesel | NG | Electricity | Final_electricity | Kerosene | Biofuels_waste | Oil | Diesel | NG | Electricity | Final_electricity | Kerosene | Biofuels_waste | Oil | Diesel | NG | Electricity | Final_electricity | Kerosene | Biofuels_waste | Oil | Diesel | NG | Electricity | Final_electricity | Kerosene | Biofuels_waste | Oil | Diesel | NG | Electricity | Final_electricity
Performance Parameter
Line Time of construction | 1 | 1 | 1 | 1 | 1 | 1 | 3 | 1 | 1 | 1 | 1 | 1 | 1 | 3 | 1 | 1 | 1 | 1 | 1 | 1 | 3 | 1 | 1 | 1 | 1 | 1 | 1 | 3 | 1 | 1 | 1 | 1 | 1 | 1 | 3 | 1 | 1 | 1 | 1 | 1 | 1 | 3

## Interest_rate
Line | reg1-reg2 | [6 empty] | reg1-reg3 | [6 empty] | reg1-reg4 | [6 empty] | reg2-reg3 | [6 empty] | reg2-reg4 | [6 empty] | reg3-reg4
Transmitted Carrier | Kerosene | Biofuels_waste | Oil | Diesel | NG | Electricity | Final_electricity | Kerosene | Biofuels_waste | Oil | Diesel | NG | Electricity | Final_electricity | Kerosene | Biofuels_waste | Oil | Diesel | NG | Electricity | Final_electricity | Kerosene | Biofuels_waste | Oil | Diesel | NG | Electricity | Final_electricity | Kerosene | Biofuels_waste | Oil | Diesel | NG | Electricity | Final_electricity | Kerosene | Biofuels_waste | Oil | Diesel | NG | Electricity | Final_electricity
Performance Parameter
Interest Rate | 0.1 | 0.1 | 0.1 | 0.1 | 0.1 | 0.1 | 0.1 | 0.1 | 0.1 | 0.1 | 0.1 | 0.1 | 0.1 | 0.1 | 0.1 | 0.1 | 0.1 | 0.1 | 0.1 | 0.1 | 0.1 | 0.1 | 0.1 | 0.1 | 0.1 | 0.1 | 0.1 | 0.1 | 0.1 | 0.1 | 0.1 | 0.1 | 0.1 | 0.1 | 0.1 | 0.1 | 0.1 | 0.1 | 0.1 | 0.1 | 0.1 | 0.1

## Min_totalcap
Line | reg1-reg2 | [6 empty] | reg1-reg3 | [6 empty] | reg1-reg4 | [6 empty] | reg2-reg3 | [6 empty] | reg2-reg4 | [6 empty] | reg3-reg4
Transmitted Carrier | Kerosene | Biofuels_waste | Oil | Diesel | NG | Electricity | Final_electricity | Kerosene | Biofuels_waste | Oil | Diesel | NG | Electricity | Final_electricity | Kerosene | Biofuels_waste | Oil | Diesel | NG | Electricity | Final_electricity | Kerosene | Biofuels_waste | Oil | Diesel | NG | Electricity | Final_electricity | Kerosene | Biofuels_waste | Oil | Diesel | NG | Electricity | Final_electricity | Kerosene | Biofuels_waste | Oil | Diesel | NG | Electricity | Final_electricity
Years
Y0 | 0 | 0 | 0 | 0 | 0 | 0 | 0 | 0 | 0 | 0 | 0 | 0 | 0 | 0 | 0 | 0 | 0 | 0 | 0 | 0 | 0 | 0 | 0 | 0 | 0 | 0 | 0 | 0 | 0 | 0 | 0 | 0 | 0 | 0 | 0 | 0 | 0 | 0 | 0 | 0 | 0 | 0
Y1 | 0 | 0 | 0 | 0 | 0 | 0 | 0 | 0 | 0 | 0 | 0 | 0 | 0 | 0 | 0 | 0 | 0 | 0 | 0 | 0 | 0 | 0 | 0 | 0 | 0 | 0 | 0 | 0 | 0 | 0 | 0 | 0 | 0 | 0 | 0 | 0 | 0 | 0 | 0 | 0 | 0 | 0
Y2 | 0 | 0 | 0 | 0 | 0 | 0 | 0 | 0 | 0 | 0 | 0 | 0 | 0 | 0 | 0 | 0 | 0 | 0 | 0 | 0 | 0 | 0 | 0 | 0 | 0 | 0 | 0 | 0 | 0 | 0 | 0 | 0 | 0 | 0 | 0 | 0 | 0 | 0 | 0 | 0 | 0 | 0
Y3 | 0 | 0 | 0 | 0 | 0 | 0 | 0 | 0 | 0 | 0 | 0 | 0 | 0 | 0 | 0 | 0 | 0 | 0 | 0 | 0 | 0 | 0 | 0 | 0 | 0 | 0 | 0 | 0 | 0 | 0 | 0 | 0 | 0 | 0 | 0 | 0 | 0 | 0 | 0 | 0 | 0 | 0
Y4 | 0 | 0 | 0 | 0 | 0 | 0 | 0 | 0 | 0 | 0 | 0 | 0 | 0 | 0 | 0 | 0 | 0 | 0 | 0 | 0 | 0 | 0 | 0 | 0 | 0 | 0 | 0 | 0 | 0 | 0 | 0 | 0 | 0 | 0 | 0 | 0 | 0 | 0 | 0 | 0 | 0 | 0
Y5 | 0 | 0 | 0 | 0 | 0 | 0 | 0 | 0 | 0 | 0 | 0 | 0 | 0 | 0 | 0 | 0 | 0 | 0 | 0 | 0 | 0 | 0 | 0 | 0 | 0 | 0 | 0 | 0 | 0 | 0 | 0 | 0 | 0 | 0 | 0 | 0 | 0 | 0 | 0 | 0 | 0 | 0
Y6 | 0 | 0 | 0 | 0 | 0 | 0 | 0 | 0 | 0 | 0 | 0 | 0 | 0 | 0 | 0 | 0 | 0 | 0 | 0 | 0 | 0 | 0 | 0 | 0 | 0 | 0 | 0 | 0 | 0 | 0 | 0 | 0 | 0 | 0 | 0 | 0 | 0 | 0 | 0 | 0 | 0 | 0
Y7 | 0 | 0 | 0 | 0 | 0 | 0 | 0 | 0 | 0 | 0 | 0 | 0 | 0 | 0 | 0 | 0 | 0 | 0 | 0 | 0 | 0 | 0 | 0 | 0 | 0 | 0 | 0 | 0 | 0 | 0 | 0 | 0 | 0 | 0 | 0 | 0 | 0 | 0 | 0 | 0 | 0 | 0
Y8 | 0 | 0 | 0 | 0 | 0 | 0 | 0 | 0 | 0 | 0 | 0 | 0 | 0 | 0 | 0 | 0 | 0 | 0 | 0 | 0 | 0 | 0 | 0 | 0 | 0 | 0 | 0 | 0 | 0 | 0 | 0 | 0 | 0 | 0 | 0 | 0 | 0 | 0 | 0 | 0 | 0 | 0
Y9 | 0 | 0 | 0 | 0 | 0 | 0 | 0 | 0 | 0 | 0 | 0 | 0 | 0 | 0 | 0 | 0 | 0 | 0 | 0 | 0 | 0 | 0 | 0 | 0 | 0 | 0 | 0 | 0 | 0 | 0 | 0 | 0 | 0 | 0 | 0 | 0 | 0 | 0 | 0 | 0 | 0 | 0
Y10 | 0 | 0 | 0 | 0 | 0 | 0 | 0 | 0 | 0 | 0 | 0 | 0 | 0 | 0 | 0 | 0 | 0 | 0 | 0 | 0 | 0 | 0 | 0 | 0 | 0 | 0 | 0 | 0 | 0 | 0 | 0 | 0 | 0 | 0 | 0 | 0 | 0 | 0 | 0 | 0 | 0 | 0
Y11 | 0 | 0 | 0 | 0 | 0 | 0 | 0 | 0 | 0 | 0 | 0 | 0 | 0 | 0 | 0 | 0 | 0 | 0 | 0 | 0 | 0 | 0 | 0 | 0 | 0 | 0 | 0 | 0 | 0 | 0 | 0 | 0 | 0 | 0 | 0 | 0 | 0 | 0 | 0 | 0 | 0 | 0
Y12 | 0 | 0 | 0 | 0 | 0 | 0 | 0 | 0 | 0 | 0 | 0 | 0 | 0 | 0 | 0 | 0 | 0 | 0 | 0 | 0 | 0 | 0 | 0 | 0 | 0 | 0 | 0 | 0 | 0 | 0 | 0 | 0 | 0 | 0 | 0 | 0 | 0 | 0 | 0 | 0 | 0 | 0
Y13 | 0 | 0 | 0 | 0 | 0 | 0 | 0 | 0 | 0 | 0 | 0 | 0 | 0 | 0 | 0 | 0 | 0 | 0 | 0 | 0 | 0 | 0 | 0 | 0 | 0 | 0 | 0 | 0 | 0 | 0 | 0 | 0 | 0 | 0 | 0 | 0 | 0 | 0 | 0 | 0 | 0 | 0
Y14 | 0 | 0 | 0 | 0 | 0 | 0 | 0 | 0 | 0 | 0 | 0 | 0 | 0 | 0 | 0 | 0 | 0 | 0 | 0 | 0 | 0 | 0 | 0 | 0 | 0 | 0 | 0 | 0 | 0 | 0 | 0 | 0 | 0 | 0 | 0 | 0 | 0 | 0 | 0 | 0 | 0 | 0
Y15 | 0 | 0 | 0 | 0 | 0 | 0 | 0 | 0 | 0 | 0 | 0 | 0 | 0 | 0 | 0 | 0 | 0 | 0 | 0 | 0 | 0 | 0 | 0 | 0 | 0 | 0 | 0 | 0 | 0 | 0 | 0 | 0 | 0 | 0 | 0 | 0 | 0 | 0 | 0 | 0 | 0 | 0
Y16 | 0 | 0 | 0 | 0 | 0 | 0 | 0 | 0 | 0 | 0 | 0 | 0 | 0 | 0 | 0 | 0 | 0 | 0 | 0 | 0 | 0 | 0 | 0 | 0 | 0 | 0 | 0 | 0 | 0 | 0 | 0 | 0 | 0 | 0 | 0 | 0 | 0 | 0 | 0 | 0 | 0 | 0
Y17 | 0 | 0 | 0 | 0 | 0 | 0 | 0 | 0 | 0 | 0 | 0 | 0 | 0 | 0 | 0 | 0 | 0 | 0 | 0 | 0 | 0 | 0 | 0 | 0 | 0 | 0 | 0 | 0 | 0 | 0 | 0 | 0 | 0 | 0 | 0 | 0 | 0 | 0 | 0 | 0 | 0 | 0
Y18 | 0 | 0 | 0 | 0 | 0 | 0 | 0 | 0 | 0 | 0 | 0 | 0 | 0 | 0 | 0 | 0 | 0 | 0 | 0 | 0 | 0 | 0 | 0 | 0 | 0 | 0 | 0 | 0 | 0 | 0 | 0 | 0 | 0 | 0 | 0 | 0 | 0 | 0 | 0 | 0 | 0 | 0
Y19 | 0 | 0 | 0 | 0 | 0 | 0 | 0 | 0 | 0 | 0 | 0 | 0 | 0 | 0 | 0 | 0 | 0 | 0 | 0 | 0 | 0 | 0 | 0 | 0 | 0 | 0 | 0 | 0 | 0 | 0 | 0 | 0 | 0 | 0 | 0 | 0 | 0 | 0 | 0 | 0 | 0 | 0
Y20 | 0 | 0 | 0 | 0 | 0 | 0 | 0 | 0 | 0 | 0 | 0 | 0 | 0 | 0 | 0 | 0 | 0 | 0 | 0 | 0 | 0 | 0 | 0 | 0 | 0 | 0 | 0 | 0 | 0 | 0 | 0 | 0 | 0 | 0 | 0 | 0 | 0 | 0 | 0 | 0 | 0 | 0
Y21 | 0 | 0 | 0 | 0 | 0 | 0 | 0 | 0 | 0 | 0 | 0 | 0 | 0 | 0 | 0 | 0 | 0 | 0 | 0 | 0 | 0 | 0 | 0 | 0 | 0 | 0 | 0 | 0 | 0 | 0 | 0 | 0 | 0 | 0 | 0 | 0 | 0 | 0 | 0 | 0 | 0 | 0

## Max_totalcap
Line | reg1-reg2 | [6 empty] | reg1-reg3 | [6 empty] | reg1-reg4 | [6 empty] | reg2-reg3 | [6 empty] | reg2-reg4 | [6 empty] | reg3-reg4
Transmitted Carrier | Kerosene | Biofuels_waste | Oil | Diesel | NG | Electricity | Final_electricity | Kerosene | Biofuels_waste | Oil | Diesel | NG | Electricity | Final_electricity | Kerosene | Biofuels_waste | Oil | Diesel | NG | Electricity | Final_electricity | Kerosene | Biofuels_waste | Oil | Diesel | NG | Electricity | Final_electricity | Kerosene | Biofuels_waste | Oil | Diesel | NG | Electricity | Final_electricity | Kerosene | Biofuels_waste | Oil | Diesel | NG | Electricity | Final_electricity
Years
Y0 | 0 | 0 | 0 | 0 | 0 | 0 | 1483900 | 0 | 0 | 0 | 0 | 0 | 0 | 1672950 | 0 | 0 | 0 | 0 | 0 | 0 | 396750 | 0 | 0 | 0 | 0 | 0 | 0 | 0 | 0 | 0 | 0 | 0 | 0 | 0 | 372193.5 | 0 | 0 | 0 | 0 | 0 | 0 | 130525.5
Y1 | 0 | 0 | 0 | 0 | 0 | 0 | 1558095 | 0 | 0 | 0 | 0 | 0 | 0 | 1756597.5 | 0 | 0 | 0 | 0 | 0 | 0 | 416587.5 | 0 | 0 | 0 | 0 | 0 | 0 | 0 | 0 | 0 | 0 | 0 | 0 | 0 | 390803.175 | 0 | 0 | 0 | 0 | 0 | 0 | 137051.775
Y2 | 0 | 0 | 0 | 0 | 0 | 0 | 1635999.75 | 0 | 0 | 0 | 0 | 0 | 0 | 1844427.375 | 0 | 0 | 0 | 0 | 0 | 0 | 437416.875 | 0 | 0 | 0 | 0 | 0 | 0 | 0 | 0 | 0 | 0 | 0 | 0 | 0 | 410343.3337 | 0 | 0 | 0 | 0 | 0 | 0 | 143904.3637
Y3 | 0 | 0 | 0 | 0 | 0 | 0 | 1717799.7375 | 0 | 0 | 0 | 0 | 0 | 0 | 1936648.7438 | 0 | 0 | 0 | 0 | 0 | 0 | 459287.7188 | 0 | 0 | 0 | 0 | 0 | 0 | 0 | 0 | 0 | 0 | 0 | 0 | 0 | 430860.5004 | 0 | 0 | 0 | 0 | 0 | 0 | 151099.5819
Y4 | 0 | 0 | 0 | 0 | 0 | 0 | 1803689.7244 | 0 | 0 | 0 | 0 | 0 | 0 | 2033481.1809 | 0 | 0 | 0 | 0 | 0 | 0 | 482252.1047 | 0 | 0 | 0 | 0 | 0 | 0 | 0 | 0 | 0 | 0 | 0 | 0 | 0 | 452403.5255 | 0 | 0 | 0 | 0 | 0 | 0 | 158654.561
Y5 | 0 | 0 | 0 | 0 | 0 | 0 | 1893874.2106 | 0 | 0 | 0 | 0 | 0 | 0 | 2135155.24 | 0 | 0 | 0 | 0 | 0 | 0 | 506364.7099 | 0 | 0 | 0 | 0 | 0 | 0 | 0 | 0 | 0 | 0 | 0 | 0 | 0 | 475023.7017 | 0 | 0 | 0 | 0 | 0 | 0 | 166587.2891
Y6 | 0 | 0 | 0 | 0 | 0 | 0 | 1988567.9211 | 0 | 0 | 0 | 0 | 0 | 0 | 2241913.002 | 0 | 0 | 0 | 0 | 0 | 0 | 531682.9454 | 0 | 0 | 0 | 0 | 0 | 0 | 0 | 0 | 0 | 0 | 0 | 0 | 0 | 498774.8868 | 0 | 0 | 0 | 0 | 0 | 0 | 174916.6535
Y7 | 0 | 0 | 0 | 0 | 0 | 0 | 2087996.3172 | 0 | 0 | 0 | 0 | 0 | 0 | 2354008.6521 | 0 | 0 | 0 | 0 | 0 | 0 | 558267.0927 | 0 | 0 | 0 | 0 | 0 | 0 | 0 | 0 | 0 | 0 | 0 | 0 | 0 | 523713.6312 | 0 | 0 | 0 | 0 | 0 | 0 | 183662.4862
Y8 | 0 | 0 | 0 | 0 | 0 | 0 | 2192396.133 | 0 | 0 | 0 | 0 | 0 | 0 | 2471709.0847 | 0 | 0 | 0 | 0 | 0 | 0 | 586180.4473 | 0 | 0 | 0 | 0 | 0 | 0 | 0 | 0 | 0 | 0 | 0 | 0 | 0 | 549899.3127 | 0 | 0 | 0 | 0 | 0 | 0 | 192845.6105
Y9 | 0 | 0 | 0 | 0 | 0 | 0 | 2302015.9397 | 0 | 0 | 0 | 0 | 0 | 0 | 2595294.5389 | 0 | 0 | 0 | 0 | 0 | 0 | 615489.4697 | 0 | 0 | 0 | 0 | 0 | 0 | 0 | 0 | 0 | 0 | 0 | 0 | 0 | 577394.2784 | 0 | 0 | 0 | 0 | 0 | 0 | 202487.8911
Y10 | 0 | 0 | 0 | 0 | 0 | 0 | 2417116.7367 | 0 | 0 | 0 | 0 | 0 | 0 | 2725059.2659 | 0 | 0 | 0 | 0 | 0 | 0 | 646263.9432 | 0 | 0 | 0 | 0 | 0 | 0 | 0 | 0 | 0 | 0 | 0 | 0 | 0 | 606263.9923 | 0 | 0 | 0 | 0 | 0 | 0 | 212612.2856
Y11 | 0 | 0 | 0 | 0 | 0 | 0 | 2537972.5735 | 0 | 0 | 0 | 0 | 0 | 0 | 2861312.2292 | 0 | 0 | 0 | 0 | 0 | 0 | 678577.1403 | 0 | 0 | 0 | 0 | 0 | 0 | 0 | 0 | 0 | 0 | 0 | 0 | 0 | 636577.1919 | 0 | 0 | 0 | 0 | 0 | 0 | 223242.8999
Y12 | 0 | 0 | 0 | 0 | 0 | 0 | 2664871.2022 | 0 | 0 | 0 | 0 | 0 | 0 | 3004377.8406 | 0 | 0 | 0 | 0 | 0 | 0 | 712505.9973 | 0 | 0 | 0 | 0 | 0 | 0 | 0 | 0 | 0 | 0 | 0 | 0 | 0 | 668406.0515 | 0 | 0 | 0 | 0 | 0 | 0 | 234405.0449
Y13 | 0 | 0 | 0 | 0 | 0 | 0 | 2798114.7623 | 0 | 0 | 0 | 0 | 0 | 0 | 3154596.7326 | 0 | 0 | 0 | 0 | 0 | 0 | 748131.2972 | 0 | 0 | 0 | 0 | 0 | 0 | 0 | 0 | 0 | 0 | 0 | 0 | 0 | 701826.3541 | 0 | 0 | 0 | 0 | 0 | 0 | 246125.2971
Y14 | 0 | 0 | 0 | 0 | 0 | 0 | 2938020.5004 | 0 | 0 | 0 | 0 | 0 | 0 | 3312326.5693 | 0 | 0 | 0 | 0 | 0 | 0 | 785537.8621 | 0 | 0 | 0 | 0 | 0 | 0 | 0 | 0 | 0 | 0 | 0 | 0 | 0 | 736917.6718 | 0 | 0 | 0 | 0 | 0 | 0 | 258431.562
Y15 | 0 | 0 | 0 | 0 | 0 | 0 | 3084921.5254 | 0 | 0 | 0 | 0 | 0 | 0 | 3477942.8977 | 0 | 0 | 0 | 0 | 0 | 0 | 824814.7552 | 0 | 0 | 0 | 0 | 0 | 0 | 0 | 0 | 0 | 0 | 0 | 0 | 0 | 773763.5553 | 0 | 0 | 0 | 0 | 0 | 0 | 271353.1401
Y16 | 0 | 0 | 0 | 0 | 0 | 0 | 3239167.6017 | 0 | 0 | 0 | 0 | 0 | 0 | 3651840.0426 | 0 | 0 | 0 | 0 | 0 | 0 | 866055.4929 | 0 | 0 | 0 | 0 | 0 | 0 | 0 | 0 | 0 | 0 | 0 | 0 | 0 | 812451.7331 | 0 | 0 | 0 | 0 | 0 | 0 | 284920.7971
Y17 | 0 | 0 | 0 | 0 | 0 | 0 | 3401125.9818 | 0 | 0 | 0 | 0 | 0 | 0 | 3834432.0448 | 0 | 0 | 0 | 0 | 0 | 0 | 909358.2676 | 0 | 0 | 0 | 0 | 0 | 0 | 0 | 0 | 0 | 0 | 0 | 0 | 0 | 853074.3198 | 0 | 0 | 0 | 0 | 0 | 0 | 299166.8369
Y18 | 0 | 0 | 0 | 0 | 0 | 0 | 3571182.2809 | 0 | 0 | 0 | 0 | 0 | 0 | 4026153.647 | 0 | 0 | 0 | 0 | 0 | 0 | 954826.181 | 0 | 0 | 0 | 0 | 0 | 0 | 0 | 0 | 0 | 0 | 0 | 0 | 0 | 895728.0358 | 0 | 0 | 0 | 0 | 0 | 0 | 314125.1788
Y19 | 0 | 0 | 0 | 0 | 0 | 0 | 3749741.3949 | 0 | 0 | 0 | 0 | 0 | 0 | 4227461.3294 | 0 | 0 | 0 | 0 | 0 | 0 | 1002567.49 | 0 | 0 | 0 | 0 | 0 | 0 | 0 | 0 | 0 | 0 | 0 | 0 | 0 | 940514.4375 | 0 | 0 | 0 | 0 | 0 | 0 | 329831.4377
Y20 | 0 | 0 | 0 | 0 | 0 | 0 | 3937228.4647 | 0 | 0 | 0 | 0 | 0 | 0 | 4438834.3958 | 0 | 0 | 0 | 0 | 0 | 0 | 1052695.8645 | 0 | 0 | 0 | 0 | 0 | 0 | 0 | 0 | 0 | 0 | 0 | 0 | 0 | 987540.1594 | 0 | 0 | 0 | 0 | 0 | 0 | 346323.0096
Y21 | 0 | 0 | 0 | 0 | 0 | 0 | 4134089.8879 | 0 | 0 | 0 | 0 | 0 | 0 | 4660776.1156 | 0 | 0 | 0 | 0 | 0 | 0 | 1105330.6577 | 0 | 0 | 0 | 0 | 0 | 0 | 0 | 0 | 0 | 0 | 0 | 0 | 0 | 1036917.1674 | 0 | 0 | 0 | 0 | 0 | 0 | 363639.1601

## Capacity_factor_line
Line | reg1-reg2 | [6 empty] | reg1-reg3 | [6 empty] | reg1-reg4 | [6 empty] | reg2-reg3 | [6 empty] | reg2-reg4 | [6 empty] | reg3-reg4
Transmitted Carrier | Kerosene | Biofuels_waste | Oil | Diesel | NG | Electricity | Final_electricity | Kerosene | Biofuels_waste | Oil | Diesel | NG | Electricity | Final_electricity | Kerosene | Biofuels_waste | Oil | Diesel | NG | Electricity | Final_electricity | Kerosene | Biofuels_waste | Oil | Diesel | NG | Electricity | Final_electricity | Kerosene | Biofuels_waste | Oil | Diesel | NG | Electricity | Final_electricity | Kerosene | Biofuels_waste | Oil | Diesel | NG | Electricity | Final_electricity
Years
Y0 | 1 | 1 | 1 | 1 | 1 | 1 | 1 | 1 | 1 | 1 | 1 | 1 | 1 | 1 | 1 | 1 | 1 | 1 | 1 | 1 | 1 | 1 | 1 | 1 | 1 | 1 | 1 | 1 | 1 | 1 | 1 | 1 | 1 | 1 | 1 | 1 | 1 | 1 | 1 | 1 | 1 | 1
Y1 | 1 | 1 | 1 | 1 | 1 | 1 | 1 | 1 | 1 | 1 | 1 | 1 | 1 | 1 | 1 | 1 | 1 | 1 | 1 | 1 | 1 | 1 | 1 | 1 | 1 | 1 | 1 | 1 | 1 | 1 | 1 | 1 | 1 | 1 | 1 | 1 | 1 | 1 | 1 | 1 | 1 | 1
Y2 | 1 | 1 | 1 | 1 | 1 | 1 | 1 | 1 | 1 | 1 | 1 | 1 | 1 | 1 | 1 | 1 | 1 | 1 | 1 | 1 | 1 | 1 | 1 | 1 | 1 | 1 | 1 | 1 | 1 | 1 | 1 | 1 | 1 | 1 | 1 | 1 | 1 | 1 | 1 | 1 | 1 | 1
Y3 | 1 | 1 | 1 | 1 | 1 | 1 | 1 | 1 | 1 | 1 | 1 | 1 | 1 | 1 | 1 | 1 | 1 | 1 | 1 | 1 | 1 | 1 | 1 | 1 | 1 | 1 | 1 | 1 | 1 | 1 | 1 | 1 | 1 | 1 | 1 | 1 | 1 | 1 | 1 | 1 | 1 | 1
Y4 | 1 | 1 | 1 | 1 | 1 | 1 | 1 | 1 | 1 | 1 | 1 | 1 | 1 | 1 | 1 | 1 | 1 | 1 | 1 | 1 | 1 | 1 | 1 | 1 | 1 | 1 | 1 | 1 | 1 | 1 | 1 | 1 | 1 | 1 | 1 | 1 | 1 | 1 | 1 | 1 | 1 | 1
Y5 | 1 | 1 | 1 | 1 | 1 | 1 | 1 | 1 | 1 | 1 | 1 | 1 | 1 | 1 | 1 | 1 | 1 | 1 | 1 | 1 | 1 | 1 | 1 | 1 | 1 | 1 | 1 | 1 | 1 | 1 | 1 | 1 | 1 | 1 | 1 | 1 | 1 | 1 | 1 | 1 | 1 | 1
Y6 | 1 | 1 | 1 | 1 | 1 | 1 | 1 | 1 | 1 | 1 | 1 | 1 | 1 | 1 | 1 | 1 | 1 | 1 | 1 | 1 | 1 | 1 | 1 | 1 | 1 | 1 | 1 | 1 | 1 | 1 | 1 | 1 | 1 | 1 | 1 | 1 | 1 | 1 | 1 | 1 | 1 | 1
Y7 | 1 | 1 | 1 | 1 | 1 | 1 | 1 | 1 | 1 | 1 | 1 | 1 | 1 | 1 | 1 | 1 | 1 | 1 | 1 | 1 | 1 | 1 | 1 | 1 | 1 | 1 | 1 | 1 | 1 | 1 | 1 | 1 | 1 | 1 | 1 | 1 | 1 | 1 | 1 | 1 | 1 | 1
Y8 | 1 | 1 | 1 | 1 | 1 | 1 | 1 | 1 | 1 | 1 | 1 | 1 | 1 | 1 | 1 | 1 | 1 | 1 | 1 | 1 | 1 | 1 | 1 | 1 | 1 | 1 | 1 | 1 | 1 | 1 | 1 | 1 | 1 | 1 | 1 | 1 | 1 | 1 | 1 | 1 | 1 | 1
Y9 | 1 | 1 | 1 | 1 | 1 | 1 | 1 | 1 | 1 | 1 | 1 | 1 | 1 | 1 | 1 | 1 | 1 | 1 | 1 | 1 | 1 | 1 | 1 | 1 | 1 | 1 | 1 | 1 | 1 | 1 | 1 | 1 | 1 | 1 | 1 | 1 | 1 | 1 | 1 | 1 | 1 | 1
Y10 | 1 | 1 | 1 | 1 | 1 | 1 | 1 | 1 | 1 | 1 | 1 | 1 | 1 | 1 | 1 | 1 | 1 | 1 | 1 | 1 | 1 | 1 | 1 | 1 | 1 | 1 | 1 | 1 | 1 | 1 | 1 | 1 | 1 | 1 | 1 | 1 | 1 | 1 | 1 | 1 | 1 | 1
Y11 | 1 | 1 | 1 | 1 | 1 | 1 | 1 | 1 | 1 | 1 | 1 | 1 | 1 | 1 | 1 | 1 | 1 | 1 | 1 | 1 | 1 | 1 | 1 | 1 | 1 | 1 | 1 | 1 | 1 | 1 | 1 | 1 | 1 | 1 | 1 | 1 | 1 | 1 | 1 | 1 | 1 | 1
Y12 | 1 | 1 | 1 | 1 | 1 | 1 | 1 | 1 | 1 | 1 | 1 | 1 | 1 | 1 | 1 | 1 | 1 | 1 | 1 | 1 | 1 | 1 | 1 | 1 | 1 | 1 | 1 | 1 | 1 | 1 | 1 | 1 | 1 | 1 | 1 | 1 | 1 | 1 | 1 | 1 | 1 | 1
Y13 | 1 | 1 | 1 | 1 | 1 | 1 | 1 | 1 | 1 | 1 | 1 | 1 | 1 | 1 | 1 | 1 | 1 | 1 | 1 | 1 | 1 | 1 | 1 | 1 | 1 | 1 | 1 | 1 | 1 | 1 | 1 | 1 | 1 | 1 | 1 | 1 | 1 | 1 | 1 | 1 | 1 | 1
Y14 | 1 | 1 | 1 | 1 | 1 | 1 | 1 | 1 | 1 | 1 | 1 | 1 | 1 | 1 | 1 | 1 | 1 | 1 | 1 | 1 | 1 | 1 | 1 | 1 | 1 | 1 | 1 | 1 | 1 | 1 | 1 | 1 | 1 | 1 | 1 | 1 | 1 | 1 | 1 | 1 | 1 | 1
Y15 | 1 | 1 | 1 | 1 | 1 | 1 | 1 | 1 | 1 | 1 | 1 | 1 | 1 | 1 | 1 | 1 | 1 | 1 | 1 | 1 | 1 | 1 | 1 | 1 | 1 | 1 | 1 | 1 | 1 | 1 | 1 | 1 | 1 | 1 | 1 | 1 | 1 | 1 | 1 | 1 | 1 | 1
Y16 | 1 | 1 | 1 | 1 | 1 | 1 | 1 | 1 | 1 | 1 | 1 | 1 | 1 | 1 | 1 | 1 | 1 | 1 | 1 | 1 | 1 | 1 | 1 | 1 | 1 | 1 | 1 | 1 | 1 | 1 | 1 | 1 | 1 | 1 | 1 | 1 | 1 | 1 | 1 | 1 | 1 | 1
Y17 | 1 | 1 | 1 | 1 | 1 | 1 | 1 | 1 | 1 | 1 | 1 | 1 | 1 | 1 | 1 | 1 | 1 | 1 | 1 | 1 | 1 | 1 | 1 | 1 | 1 | 1 | 1 | 1 | 1 | 1 | 1 | 1 | 1 | 1 | 1 | 1 | 1 | 1 | 1 | 1 | 1 | 1
Y18 | 1 | 1 | 1 | 1 | 1 | 1 | 1 | 1 | 1 | 1 | 1 | 1 | 1 | 1 | 1 | 1 | 1 | 1 | 1 | 1 | 1 | 1 | 1 | 1 | 1 | 1 | 1 | 1 | 1 | 1 | 1 | 1 | 1 | 1 | 1 | 1 | 1 | 1 | 1 | 1 | 1 | 1
Y19 | 1 | 1 | 1 | 1 | 1 | 1 | 1 | 1 | 1 | 1 | 1 | 1 | 1 | 1 | 1 | 1 | 1 | 1 | 1 | 1 | 1 | 1 | 1 | 1 | 1 | 1 | 1 | 1 | 1 | 1 | 1 | 1 | 1 | 1 | 1 | 1 | 1 | 1 | 1 | 1 | 1 | 1
Y20 | 1 | 1 | 1 | 1 | 1 | 1 | 1 | 1 | 1 | 1 | 1 | 1 | 1 | 1 | 1 | 1 | 1 | 1 | 1 | 1 | 1 | 1 | 1 | 1 | 1 | 1 | 1 | 1 | 1 | 1 | 1 | 1 | 1 | 1 | 1 | 1 | 1 | 1 | 1 | 1 | 1 | 1
Y21 | 1 | 1 | 1 | 1 | 1 | 1 | 1 | 1 | 1 | 1 | 1 | 1 | 1 | 1 | 1 | 1 | 1 | 1 | 1 | 1 | 1 | 1 | 1 | 1 | 1 | 1 | 1 | 1 | 1 | 1 | 1 | 1 | 1 | 1 | 1 | 1 | 1 | 1 | 1 | 1 | 1 | 1

## AnnualProd_perunit_capacity
Line | reg1-reg2 | [6 empty] | reg1-reg3 | [6 empty] | reg1-reg4 | [6 empty] | reg2-reg3 | [6 empty] | reg2-reg4 | [6 empty] | reg3-reg4
Transmitted Carrier | Kerosene | Biofuels_waste | Oil | Diesel | NG | Electricity | Final_electricity | Kerosene | Biofuels_waste | Oil | Diesel | NG | Electricity | Final_electricity | Kerosene | Biofuels_waste | Oil | Diesel | NG | Electricity | Final_electricity | Kerosene | Biofuels_waste | Oil | Diesel | NG | Electricity | Final_electricity | Kerosene | Biofuels_waste | Oil | Diesel | NG | Electricity | Final_electricity | Kerosene | Biofuels_waste | Oil | Diesel | NG | Electricity | Final_electricity
Performance Parameter
AnnualProd_Per_UnitCapacity | 8760 | 8760 | 8760 | 8760 | 8760 | 8760 | 8760 | 8760 | 8760 | 8760 | 8760 | 8760 | 8760 | 8760 | 8760 | 8760 | 8760 | 8760 | 8760 | 8760 | 8760 | 8760 | 8760 | 8760 | 8760 | 8760 | 8760 | 8760 | 8760 | 8760 | 8760 | 8760 | 8760 | 8760 | 8760 | 8760 | 8760 | 8760 | 8760 | 8760 | 8760 | 8760

## Min_newcap
Line | reg1-reg2 | [6 empty] | reg1-reg3 | [6 empty] | reg1-reg4 | [6 empty] | reg2-reg3 | [6 empty] | reg2-reg4 | [6 empty] | reg3-reg4
Transmitted Carrier | Kerosene | Biofuels_waste | Oil | Diesel | NG | Electricity | Final_electricity | Kerosene | Biofuels_waste | Oil | Diesel | NG | Electricity | Final_electricity | Kerosene | Biofuels_waste | Oil | Diesel | NG | Electricity | Final_electricity | Kerosene | Biofuels_waste | Oil | Diesel | NG | Electricity | Final_electricity | Kerosene | Biofuels_waste | Oil | Diesel | NG | Electricity | Final_electricity | Kerosene | Biofuels_waste | Oil | Diesel | NG | Electricity | Final_electricity
Years
Y0 | 0 | 0 | 0 | 0 | 0 | 0 | 0 | 0 | 0 | 0 | 0 | 0 | 0 | 0 | 0 | 0 | 0 | 0 | 0 | 0 | 0 | 0 | 0 | 0 | 0 | 0 | 0 | 0 | 0 | 0 | 0 | 0 | 0 | 0 | 0 | 0 | 0 | 0 | 0 | 0 | 0 | 0
Y1 | 0 | 0 | 0 | 0 | 0 | 0 | 0 | 0 | 0 | 0 | 0 | 0 | 0 | 0 | 0 | 0 | 0 | 0 | 0 | 0 | 0 | 0 | 0 | 0 | 0 | 0 | 0 | 0 | 0 | 0 | 0 | 0 | 0 | 0 | 0 | 0 | 0 | 0 | 0 | 0 | 0 | 0
Y2 | 0 | 0 | 0 | 0 | 0 | 0 | 0 | 0 | 0 | 0 | 0 | 0 | 0 | 0 | 0 | 0 | 0 | 0 | 0 | 0 | 0 | 0 | 0 | 0 | 0 | 0 | 0 | 0 | 0 | 0 | 0 | 0 | 0 | 0 | 0 | 0 | 0 | 0 | 0 | 0 | 0 | 0
Y3 | 0 | 0 | 0 | 0 | 0 | 0 | 0 | 0 | 0 | 0 | 0 | 0 | 0 | 0 | 0 | 0 | 0 | 0 | 0 | 0 | 0 | 0 | 0 | 0 | 0 | 0 | 0 | 0 | 0 | 0 | 0 | 0 | 0 | 0 | 0 | 0 | 0 | 0 | 0 | 0 | 0 | 0
Y4 | 0 | 0 | 0 | 0 | 0 | 0 | 0 | 0 | 0 | 0 | 0 | 0 | 0 | 0 | 0 | 0 | 0 | 0 | 0 | 0 | 0 | 0 | 0 | 0 | 0 | 0 | 0 | 0 | 0 | 0 | 0 | 0 | 0 | 0 | 0 | 0 | 0 | 0 | 0 | 0 | 0 | 0
Y5 | 0 | 0 | 0 | 0 | 0 | 0 | 0 | 0 | 0 | 0 | 0 | 0 | 0 | 0 | 0 | 0 | 0 | 0 | 0 | 0 | 0 | 0 | 0 | 0 | 0 | 0 | 0 | 0 | 0 | 0 | 0 | 0 | 0 | 0 | 0 | 0 | 0 | 0 | 0 | 0 | 0 | 0
Y6 | 0 | 0 | 0 | 0 | 0 | 0 | 0 | 0 | 0 | 0 | 0 | 0 | 0 | 0 | 0 | 0 | 0 | 0 | 0 | 0 | 0 | 0 | 0 | 0 | 0 | 0 | 0 | 0 | 0 | 0 | 0 | 0 | 0 | 0 | 0 | 0 | 0 | 0 | 0 | 0 | 0 | 0
Y7 | 0 | 0 | 0 | 0 | 0 | 0 | 0 | 0 | 0 | 0 | 0 | 0 | 0 | 0 | 0 | 0 | 0 | 0 | 0 | 0 | 0 | 0 | 0 | 0 | 0 | 0 | 0 | 0 | 0 | 0 | 0 | 0 | 0 | 0 | 0 | 0 | 0 | 0 | 0 | 0 | 0 | 0
Y8 | 0 | 0 | 0 | 0 | 0 | 0 | 0 | 0 | 0 | 0 | 0 | 0 | 0 | 0 | 0 | 0 | 0 | 0 | 0 | 0 | 0 | 0 | 0 | 0 | 0 | 0 | 0 | 0 | 0 | 0 | 0 | 0 | 0 | 0 | 0 | 0 | 0 | 0 | 0 | 0 | 0 | 0
Y9 | 0 | 0 | 0 | 0 | 0 | 0 | 0 | 0 | 0 | 0 | 0 | 0 | 0 | 0 | 0 | 0 | 0 | 0 | 0 | 0 | 0 | 0 | 0 | 0 | 0 | 0 | 0 | 0 | 0 | 0 | 0 | 0 | 0 | 0 | 0 | 0 | 0 | 0 | 0 | 0 | 0 | 0
Y10 | 0 | 0 | 0 | 0 | 0 | 0 | 0 | 0 | 0 | 0 | 0 | 0 | 0 | 0 | 0 | 0 | 0 | 0 | 0 | 0 | 0 | 0 | 0 | 0 | 0 | 0 | 0 | 0 | 0 | 0 | 0 | 0 | 0 | 0 | 0 | 0 | 0 | 0 | 0 | 0 | 0 | 0
Y11 | 0 | 0 | 0 | 0 | 0 | 0 | 0 | 0 | 0 | 0 | 0 | 0 | 0 | 0 | 0 | 0 | 0 | 0 | 0 | 0 | 0 | 0 | 0 | 0 | 0 | 0 | 0 | 0 | 0 | 0 | 0 | 0 | 0 | 0 | 0 | 0 | 0 | 0 | 0 | 0 | 0 | 0
Y12 | 0 | 0 | 0 | 0 | 0 | 0 | 0 | 0 | 0 | 0 | 0 | 0 | 0 | 0 | 0 | 0 | 0 | 0 | 0 | 0 | 0 | 0 | 0 | 0 | 0 | 0 | 0 | 0 | 0 | 0 | 0 | 0 | 0 | 0 | 0 | 0 | 0 | 0 | 0 | 0 | 0 | 0
Y13 | 0 | 0 | 0 | 0 | 0 | 0 | 0 | 0 | 0 | 0 | 0 | 0 | 0 | 0 | 0 | 0 | 0 | 0 | 0 | 0 | 0 | 0 | 0 | 0 | 0 | 0 | 0 | 0 | 0 | 0 | 0 | 0 | 0 | 0 | 0 | 0 | 0 | 0 | 0 | 0 | 0 | 0
Y14 | 0 | 0 | 0 | 0 | 0 | 0 | 0 | 0 | 0 | 0 | 0 | 0 | 0 | 0 | 0 | 0 | 0 | 0 | 0 | 0 | 0 | 0 | 0 | 0 | 0 | 0 | 0 | 0 | 0 | 0 | 0 | 0 | 0 | 0 | 0 | 0 | 0 | 0 | 0 | 0 | 0 | 0
Y15 | 0 | 0 | 0 | 0 | 0 | 0 | 0 | 0 | 0 | 0 | 0 | 0 | 0 | 0 | 0 | 0 | 0 | 0 | 0 | 0 | 0 | 0 | 0 | 0 | 0 | 0 | 0 | 0 | 0 | 0 | 0 | 0 | 0 | 0 | 0 | 0 | 0 | 0 | 0 | 0 | 0 | 0
Y16 | 0 | 0 | 0 | 0 | 0 | 0 | 0 | 0 | 0 | 0 | 0 | 0 | 0 | 0 | 0 | 0 | 0 | 0 | 0 | 0 | 0 | 0 | 0 | 0 | 0 | 0 | 0 | 0 | 0 | 0 | 0 | 0 | 0 | 0 | 0 | 0 | 0 | 0 | 0 | 0 | 0 | 0
Y17 | 0 | 0 | 0 | 0 | 0 | 0 | 0 | 0 | 0 | 0 | 0 | 0 | 0 | 0 | 0 | 0 | 0 | 0 | 0 | 0 | 0 | 0 | 0 | 0 | 0 | 0 | 0 | 0 | 0 | 0 | 0 | 0 | 0 | 0 | 0 | 0 | 0 | 0 | 0 | 0 | 0 | 0
Y18 | 0 | 0 | 0 | 0 | 0 | 0 | 0 | 0 | 0 | 0 | 0 | 0 | 0 | 0 | 0 | 0 | 0 | 0 | 0 | 0 | 0 | 0 | 0 | 0 | 0 | 0 | 0 | 0 | 0 | 0 | 0 | 0 | 0 | 0 | 0 | 0 | 0 | 0 | 0 | 0 | 0 | 0
Y19 | 0 | 0 | 0 | 0 | 0 | 0 | 0 | 0 | 0 | 0 | 0 | 0 | 0 | 0 | 0 | 0 | 0 | 0 | 0 | 0 | 0 | 0 | 0 | 0 | 0 | 0 | 0 | 0 | 0 | 0 | 0 | 0 | 0 | 0 | 0 | 0 | 0 | 0 | 0 | 0 | 0 | 0
Y20 | 0 | 0 | 0 | 0 | 0 | 0 | 0 | 0 | 0 | 0 | 0 | 0 | 0 | 0 | 0 | 0 | 0 | 0 | 0 | 0 | 0 | 0 | 0 | 0 | 0 | 0 | 0 | 0 | 0 | 0 | 0 | 0 | 0 | 0 | 0 | 0 | 0 | 0 | 0 | 0 | 0 | 0
Y21 | 0 | 0 | 0 | 0 | 0 | 0 | 0 | 0 | 0 | 0 | 0 | 0 | 0 | 0 | 0 | 0 | 0 | 0 | 0 | 0 | 0 | 0 | 0 | 0 | 0 | 0 | 0 | 0 | 0 | 0 | 0 | 0 | 0 | 0 | 0 | 0 | 0 | 0 | 0 | 0 | 0 | 0

## Max_newcap
Line | reg1-reg2 | [6 empty] | reg1-reg3 | [6 empty] | reg1-reg4 | [6 empty] | reg2-reg3 | [6 empty] | reg2-reg4 | [6 empty] | reg3-reg4
Transmitted Carrier | Kerosene | Biofuels_waste | Oil | Diesel | NG | Electricity | Final_electricity | Kerosene | Biofuels_waste | Oil | Diesel | NG | Electricity | Final_electricity | Kerosene | Biofuels_waste | Oil | Diesel | NG | Electricity | Final_electricity | Kerosene | Biofuels_waste | Oil | Diesel | NG | Electricity | Final_electricity | Kerosene | Biofuels_waste | Oil | Diesel | NG | Electricity | Final_electricity | Kerosene | Biofuels_waste | Oil | Diesel | NG | Electricity | Final_electricity
Years
Y0 | 0 | 0 | 0 | 0 | 0 | 0 | 1e+30 | 0 | 0 | 0 | 0 | 0 | 0 | 1e+30 | 0 | 0 | 0 | 0 | 0 | 0 | 1e+30 | 0 | 0 | 0 | 0 | 0 | 0 | 1e+30 | 0 | 0 | 0 | 0 | 0 | 0 | 1e+30 | 0 | 0 | 0 | 0 | 0 | 0 | 1e+30
Y1 | 0 | 0 | 0 | 0 | 0 | 0 | 1e+30 | 0 | 0 | 0 | 0 | 0 | 0 | 1e+30 | 0 | 0 | 0 | 0 | 0 | 0 | 1e+30 | 0 | 0 | 0 | 0 | 0 | 0 | 1e+30 | 0 | 0 | 0 | 0 | 0 | 0 | 1e+30 | 0 | 0 | 0 | 0 | 0 | 0 | 1e+30
Y2 | 0 | 0 | 0 | 0 | 0 | 0 | 1e+30 | 0 | 0 | 0 | 0 | 0 | 0 | 1e+30 | 0 | 0 | 0 | 0 | 0 | 0 | 1e+30 | 0 | 0 | 0 | 0 | 0 | 0 | 1e+30 | 0 | 0 | 0 | 0 | 0 | 0 | 1e+30 | 0 | 0 | 0 | 0 | 0 | 0 | 1e+30
Y3 | 0 | 0 | 0 | 0 | 0 | 0 | 1e+30 | 0 | 0 | 0 | 0 | 0 | 0 | 1e+30 | 0 | 0 | 0 | 0 | 0 | 0 | 1e+30 | 0 | 0 | 0 | 0 | 0 | 0 | 1e+30 | 0 | 0 | 0 | 0 | 0 | 0 | 1e+30 | 0 | 0 | 0 | 0 | 0 | 0 | 1e+30
Y4 | 0 | 0 | 0 | 0 | 0 | 0 | 1e+30 | 0 | 0 | 0 | 0 | 0 | 0 | 1e+30 | 0 | 0 | 0 | 0 | 0 | 0 | 1e+30 | 0 | 0 | 0 | 0 | 0 | 0 | 1e+30 | 0 | 0 | 0 | 0 | 0 | 0 | 1e+30 | 0 | 0 | 0 | 0 | 0 | 0 | 1e+30
Y5 | 0 | 0 | 0 | 0 | 0 | 0 | 1e+30 | 0 | 0 | 0 | 0 | 0 | 0 | 1e+30 | 0 | 0 | 0 | 0 | 0 | 0 | 1e+30 | 0 | 0 | 0 | 0 | 0 | 0 | 1e+30 | 0 | 0 | 0 | 0 | 0 | 0 | 1e+30 | 0 | 0 | 0 | 0 | 0 | 0 | 1e+30
Y6 | 0 | 0 | 0 | 0 | 0 | 0 | 1e+30 | 0 | 0 | 0 | 0 | 0 | 0 | 1e+30 | 0 | 0 | 0 | 0 | 0 | 0 | 1e+30 | 0 | 0 | 0 | 0 | 0 | 0 | 1e+30 | 0 | 0 | 0 | 0 | 0 | 0 | 1e+30 | 0 | 0 | 0 | 0 | 0 | 0 | 1e+30
Y7 | 0 | 0 | 0 | 0 | 0 | 0 | 1e+30 | 0 | 0 | 0 | 0 | 0 | 0 | 1e+30 | 0 | 0 | 0 | 0 | 0 | 0 | 1e+30 | 0 | 0 | 0 | 0 | 0 | 0 | 1e+30 | 0 | 0 | 0 | 0 | 0 | 0 | 1e+30 | 0 | 0 | 0 | 0 | 0 | 0 | 1e+30
Y8 | 0 | 0 | 0 | 0 | 0 | 0 | 1e+30 | 0 | 0 | 0 | 0 | 0 | 0 | 1e+30 | 0 | 0 | 0 | 0 | 0 | 0 | 1e+30 | 0 | 0 | 0 | 0 | 0 | 0 | 1e+30 | 0 | 0 | 0 | 0 | 0 | 0 | 1e+30 | 0 | 0 | 0 | 0 | 0 | 0 | 1e+30
Y9 | 0 | 0 | 0 | 0 | 0 | 0 | 1e+30 | 0 | 0 | 0 | 0 | 0 | 0 | 1e+30 | 0 | 0 | 0 | 0 | 0 | 0 | 1e+30 | 0 | 0 | 0 | 0 | 0 | 0 | 1e+30 | 0 | 0 | 0 | 0 | 0 | 0 | 1e+30 | 0 | 0 | 0 | 0 | 0 | 0 | 1e+30
Y10 | 0 | 0 | 0 | 0 | 0 | 0 | 1e+30 | 0 | 0 | 0 | 0 | 0 | 0 | 1e+30 | 0 | 0 | 0 | 0 | 0 | 0 | 1e+30 | 0 | 0 | 0 | 0 | 0 | 0 | 1e+30 | 0 | 0 | 0 | 0 | 0 | 0 | 1e+30 | 0 | 0 | 0 | 0 | 0 | 0 | 1e+30
Y11 | 0 | 0 | 0 | 0 | 0 | 0 | 1e+30 | 0 | 0 | 0 | 0 | 0 | 0 | 1e+30 | 0 | 0 | 0 | 0 | 0 | 0 | 1e+30 | 0 | 0 | 0 | 0 | 0 | 0 | 1e+30 | 0 | 0 | 0 | 0 | 0 | 0 | 1e+30 | 0 | 0 | 0 | 0 | 0 | 0 | 1e+30
Y12 | 0 | 0 | 0 | 0 | 0 | 0 | 1e+30 | 0 | 0 | 0 | 0 | 0 | 0 | 1e+30 | 0 | 0 | 0 | 0 | 0 | 0 | 1e+30 | 0 | 0 | 0 | 0 | 0 | 0 | 1e+30 | 0 | 0 | 0 | 0 | 0 | 0 | 1e+30 | 0 | 0 | 0 | 0 | 0 | 0 | 1e+30
Y13 | 0 | 0 | 0 | 0 | 0 | 0 | 1e+30 | 0 | 0 | 0 | 0 | 0 | 0 | 1e+30 | 0 | 0 | 0 | 0 | 0 | 0 | 1e+30 | 0 | 0 | 0 | 0 | 0 | 0 | 1e+30 | 0 | 0 | 0 | 0 | 0 | 0 | 1e+30 | 0 | 0 | 0 | 0 | 0 | 0 | 1e+30
Y14 | 0 | 0 | 0 | 0 | 0 | 0 | 1e+30 | 0 | 0 | 0 | 0 | 0 | 0 | 1e+30 | 0 | 0 | 0 | 0 | 0 | 0 | 1e+30 | 0 | 0 | 0 | 0 | 0 | 0 | 1e+30 | 0 | 0 | 0 | 0 | 0 | 0 | 1e+30 | 0 | 0 | 0 | 0 | 0 | 0 | 1e+30
Y15 | 0 | 0 | 0 | 0 | 0 | 0 | 1e+30 | 0 | 0 | 0 | 0 | 0 | 0 | 1e+30 | 0 | 0 | 0 | 0 | 0 | 0 | 1e+30 | 0 | 0 | 0 | 0 | 0 | 0 | 1e+30 | 0 | 0 | 0 | 0 | 0 | 0 | 1e+30 | 0 | 0 | 0 | 0 | 0 | 0 | 1e+30
Y16 | 0 | 0 | 0 | 0 | 0 | 0 | 1e+30 | 0 | 0 | 0 | 0 | 0 | 0 | 1e+30 | 0 | 0 | 0 | 0 | 0 | 0 | 1e+30 | 0 | 0 | 0 | 0 | 0 | 0 | 1e+30 | 0 | 0 | 0 | 0 | 0 | 0 | 1e+30 | 0 | 0 | 0 | 0 | 0 | 0 | 1e+30
Y17 | 0 | 0 | 0 | 0 | 0 | 0 | 1e+30 | 0 | 0 | 0 | 0 | 0 | 0 | 1e+30 | 0 | 0 | 0 | 0 | 0 | 0 | 1e+30 | 0 | 0 | 0 | 0 | 0 | 0 | 1e+30 | 0 | 0 | 0 | 0 | 0 | 0 | 1e+30 | 0 | 0 | 0 | 0 | 0 | 0 | 1e+30
Y18 | 0 | 0 | 0 | 0 | 0 | 0 | 1e+30 | 0 | 0 | 0 | 0 | 0 | 0 | 1e+30 | 0 | 0 | 0 | 0 | 0 | 0 | 1e+30 | 0 | 0 | 0 | 0 | 0 | 0 | 1e+30 | 0 | 0 | 0 | 0 | 0 | 0 | 1e+30 | 0 | 0 | 0 | 0 | 0 | 0 | 1e+30
Y19 | 0 | 0 | 0 | 0 | 0 | 0 | 1e+30 | 0 | 0 | 0 | 0 | 0 | 0 | 1e+30 | 0 | 0 | 0 | 0 | 0 | 0 | 1e+30 | 0 | 0 | 0 | 0 | 0 | 0 | 1e+30 | 0 | 0 | 0 | 0 | 0 | 0 | 1e+30 | 0 | 0 | 0 | 0 | 0 | 0 | 1e+30
Y20 | 0 | 0 | 0 | 0 | 0 | 0 | 1e+30 | 0 | 0 | 0 | 0 | 0 | 0 | 1e+30 | 0 | 0 | 0 | 0 | 0 | 0 | 1e+30 | 0 | 0 | 0 | 0 | 0 | 0 | 1e+30 | 0 | 0 | 0 | 0 | 0 | 0 | 1e+30 | 0 | 0 | 0 | 0 | 0 | 0 | 1e+30
Y21 | 0 | 0 | 0 | 0 | 0 | 0 | 1e+30 | 0 | 0 | 0 | 0 | 0 | 0 | 1e+30 | 0 | 0 | 0 | 0 | 0 | 0 | 1e+30 | 0 | 0 | 0 | 0 | 0 | 0 | 1e+30 | 0 | 0 | 0 | 0 | 0 | 0 | 1e+30 | 0 | 0 | 0 | 0 | 0 | 0 | 1e+30